## CENTRALIZATOR
NR. CRT | JUDET | COD SUBREGIUNE | SUBREGIUNE | STATIE | COD POST | POST | NUMĂR SERIE | PRODUCĂTOR
1 | BACĂU | BC10 | BC URBAN | BACOVIA | BC0048 | PT 48 BACAU | 1009141000001220 | Enel
2 | BACĂU | BC10 | BC URBAN | BACOVIA | BC0052 | PT 52 BACAU | 1009141000000210 | Enel
3 | BACĂU | BC10 | BC URBAN | BACOVIA | BC0108 | PT 108 BACAU | 1702234122646009 | Hexing
4 | BACĂU | BC10 | BC URBAN | BACOVIA | BC0108 | PT 108 BACAU | 1702234122711168 | Hexing
5 | BACĂU | BC10 | BC URBAN | BACOVIA | BC0206 | PT 206 BACAU | 1702434126595825 | Hexing
6 | BACĂU | BC10 | BC URBAN | BACOVIA | BC0316 | PT 316 BACAU | 1009151000002471 | Enel
7 | BACĂU | BC10 | BC URBAN | BACOVIA | BC0333 | PT 333 BACAU | 1702434125895603 | Hexing
8 | BACĂU | BC10 | BC URBAN | BACOVIA | BC0368 | PT 368 BACAU | 1702434125831903 | Hexing
9 | BACĂU | BC10 | BC URBAN | BALCESCU | BC0126 | PT 126 BACAU | 1702234123505939 | Hexing
10 | BACĂU | BC10 | BC URBAN | BALCESCU | BC0345 | PT 345 BACAU (IUT) | 1009141000000568 | Enel
11 | BACĂU | BC10 | BC URBAN | BALCESCU | BC0348 | PT 3 IZVOARE (348) BACAU | 1009141000001156 | Enel
12 | BACĂU | BC10 | BC URBAN | GHERAIESTI | BC0057 | PT 57 BACAU | 1009141000000026 | Enel
13 | BACĂU | BC10 | BC URBAN | GHERAIESTI | BC0057 | PT 57 BACAU | 1009151000001681 | Enel
14 | BACĂU | BC10 | BC URBAN | GHERAIESTI | BC0207 | PT 207 BACAU | 1702234122711169 | Hexing
15 | BACĂU | BC10 | BC URBAN | GHERAIESTI | BC0356 | PT 356 BACAU | 1702234122711164 | Hexing
16 | BACĂU | BC10 | BC URBAN | GHERAIESTI | BC0358 | PT 358 BACAU | 1702234122711179 | Hexing
17 | BACĂU | BC10 | BC URBAN | LETEA | BC0012 | PT 12 BACAU | 1702234122645999 | Hexing
18 | BACĂU | BC10 | BC URBAN | LETEA | BC0014 | PA 14 BACAU | 1702234122645995 | Hexing
19 | BACĂU | BC10 | BC URBAN | LETEA | BC0015 | PA 15 BACAU | 1009141000001030 | Enel
20 | BACĂU | BC10 | BC URBAN | LETEA | BC0034 | PT 34 BACAU | 1009151000002395 | Enel
21 | BACĂU | BC10 | BC URBAN | LETEA | BC0037 | PT 37 BACAU | 1702434125831800 | Hexing
22 | BACĂU | BC10 | BC URBAN | LETEA | BC0043 | PT 43 BACAU | 1702234122646006 | Hexing
23 | BACĂU | BC10 | BC URBAN | LETEA | BC0085 | PT 85 BACAU | 1702434125895602 | Hexing
24 | BACĂU | BC10 | BC URBAN | LETEA | BC0086 | PT 86 BACAU | 1702234122711171 | Hexing
25 | BACĂU | BC10 | BC URBAN | LETEA | BC0090 | PA 90 BACAU | 1009151000002398 | Enel
26 | BACĂU | BC10 | BC URBAN | LETEA | BC0111 | PT 111 BACAU | 1009151000002035 | Enel
27 | BACĂU | BC10 | BC URBAN | LETEA | BC0117 | PT 117 BACAU | 1702434126588364 | Hexing
28 | BACĂU | BC10 | BC URBAN | LETEA | BC0133 | PT 133 BACAU | 1009141000000868 | Enel
29 | BACĂU | BC10 | BC URBAN | LETEA | BC0140 | PT 140 BACAU | 1702234122711183 | Hexing
30 | BACĂU | BC10 | BC URBAN | LETEA | BC0171 | PT 171 BACAU | 1702234123505944 | Hexing
31 | BACĂU | BC10 | BC URBAN | LETEA | BC0190 | PT 190 BACAU | 1009151000002716 | Enel
32 | BACĂU | BC10 | BC URBAN | LETEA | BC0193 | PT 193 BACAU | 1009151000002749 | Enel
33 | BACĂU | BC10 | BC URBAN | LETEA | BC0222 | PT 222 BACAU | 1009141000000757 | Enel
34 | BACĂU | BC10 | BC URBAN | LETEA | BC0240 | PT 240 BACAU | 1702234122711173 | Hexing
35 | BACĂU | BC10 | BC URBAN | LETEA | BC0247 | PT 247 BACAU | 1702234122711176 | Hexing
36 | BACĂU | BC10 | BC URBAN | LETEA | BC0250 | PT 250 BACAU | 1702234122711174 | Hexing
37 | BACĂU | BC10 | BC URBAN | LETEA | BC0258 | PT 258 BACAU | 1702234122645994 | Hexing
38 | BACĂU | BC10 | BC URBAN | LETEA | BC0259 | PT 259 BACAU | 1702234122646003 | Hexing
39 | BACĂU | BC10 | BC URBAN | LETEA | BC0266 | PT 266 BACAU | 1009151000002027 | Enel
40 | BACĂU | BC10 | BC URBAN | LETEA | BC0280 | PT 280 BACAU | 1009151000002029 | Enel
41 | BACĂU | BC10 | BC URBAN | LETEA | BC0346 | PT 1 IZVOARE 346 BACAU | 1702234122645987 | Hexing
42 | BACĂU | BC10 | BC URBAN | LETEA | BC0377 | PT 377 BACAU | 1702234122645983 | Hexing
43 | BACĂU | BC10 | BC URBAN | LETEA | BC0415 | PT 415 BACAU | 1009151000001386 | Enel
44 | BACĂU | BC10 | BC URBAN | LETEA | BC0416 | PT 416 BACAU | 1009141000000519 | Enel
45 | BACĂU | BC10 | BC URBAN | MARGINENI | BC0009 | PT 9 BACAU | 1009141000000682 | Enel
46 | BACĂU | BC10 | BC URBAN | MARGINENI | BC0016 | PT 16 BACAU | 1702234122645986 | Hexing
47 | BACĂU | BC10 | BC URBAN | MARGINENI | BC0017 | PT 17 BACAU | 1702234122645985 | Hexing
48 | BACĂU | BC10 | BC URBAN | MARGINENI | BC0018 | PT 18 BACAU | 1702234122645996 | Hexing
49 | BACĂU | BC10 | BC URBAN | MARGINENI | BC0045 | PA 45 BACAU | 1009151000002738 | Enel
50 | BACĂU | BC10 | BC URBAN | MARGINENI | BC0047 | PT 47 BACAU | 1009141000001031 | Enel
51 | BACĂU | BC10 | BC URBAN | MARGINENI | BC0064 | PA 64 BACAU | 1702234122711167 | Hexing
52 | BACĂU | BC10 | BC URBAN | MARGINENI | BC0066 | PT 66 BACAU | 1009141000000961 | Enel
53 | BACĂU | BC10 | BC URBAN | MARGINENI | BC0068 | PT 68 BACAU | 1702234123505943 | Hexing
54 | BACĂU | BC10 | BC URBAN | MARGINENI | BC0089 | PT 89 BACAU | 1009151000001603 | Enel
55 | BACĂU | BC10 | BC URBAN | MARGINENI | BC0092 | PT 92 BACAU | 1009151000002048 | Enel
56 | BACĂU | BC10 | BC URBAN | MARGINENI | BC0094 | PT 94 BACAU | 1702234122646011 | Hexing
57 | BACĂU | BC10 | BC URBAN | MARGINENI | BC0098 | PT 98 BACAU | 1009141000001232 | Enel
58 | BACĂU | BC10 | BC URBAN | MARGINENI | BC0118 | PT 118 BACAU | 1702234123505942 | Hexing
59 | BACĂU | BC10 | BC URBAN | MARGINENI | BC0135 | PT 135 BACAU | 1702234123505941 | Hexing
60 | BACĂU | BC10 | BC URBAN | MARGINENI | BC0179 | PT 179 BACAU | 1702234122711175 | Hexing
61 | BACĂU | BC10 | BC URBAN | MARGINENI | BC0203 | PT 203 BACAU | 1009141000001262 | Enel
62 | BACĂU | BC10 | BC URBAN | MARGINENI | BC0423 | PT 423 BACAU | 1702434125895600 | Hexing
63 | BACĂU | BC10 | BC URBAN | MARGINENI | BC0424 | PT 424 BACAU | 1009151000002260 | Enel
64 | BACĂU | BC10 | BC URBAN | MARGINENI | BC0449 | PTAB 449 BACAU | 1702234122711181 | Hexing
65 | BACĂU | BC10 | BC URBAN | MILCOV | BC0002 | PT 2 BACAU | 1702234122711166 | Hexing
66 | BACĂU | BC10 | BC URBAN | MILCOV | BC0040 | PT 40 BACAU | 1702234122645997 | Hexing
67 | BACĂU | BC10 | BC URBAN | MILCOV | BC0042 | PT 42 BACAU | 1009151000002406 | Enel
68 | BACĂU | BC10 | BC URBAN | MILCOV | BC0059 | PT 59 BACAU | 1702234122711163 | Hexing
69 | BACĂU | BC10 | BC URBAN | MILCOV | BC0067 | PT 67 BACAU | 1702234122711165 | Hexing
70 | BACĂU | BC10 | BC URBAN | MILCOV | BC0074 | PT 74 BACAU | 1009151000001441 | Enel
71 | BACĂU | BC10 | BC URBAN | MILCOV | BC0076 | PT 76 BACAU | 1009141000000726 | Enel
72 | BACĂU | BC10 | BC URBAN | MILCOV | BC0077 | PT 77 BACAU | 1009141000000021 | Enel
73 | BACĂU | BC10 | BC URBAN | MILCOV | BC0078 | PT 78 BACAU | 1009141000000188 | Enel
74 | BACĂU | BC10 | BC URBAN | MILCOV | BC0097 | PT 97 BACAU | 1009151000001483 | Enel
75 | BACĂU | BC10 | BC URBAN | MILCOV | BC0109 | PT 109 BACAU | 1009151000002198 | Enel
76 | BACĂU | BC10 | BC URBAN | MILCOV | BC0134 | PT 134 BACAU | 1009141000000999 | Enel
77 | BACĂU | BC10 | BC URBAN | MILCOV | BC0141 | PT 141 BACAU | 1702434125831798 | Hexing
78 | BACĂU | BC10 | BC URBAN | MILCOV | BC0145 | PT 145 BACAU | 1009141000000315 | Enel
79 | BACĂU | BC10 | BC URBAN | MILCOV | BC0148 | PT 148 BACAU | 1009141000000317 | Enel
80 | BACĂU | BC10 | BC URBAN | MILCOV | BC0157 | PT 157 BACAU | 1009151000001667 | Enel
81 | BACĂU | BC10 | BC URBAN | MILCOV | BC0196 | PT 196 BACAU | 1009151000002713 | Enel
82 | BACĂU | BC10 | BC URBAN | MILCOV | BC0198 | PT 198 BACAU | 1009141000000018 | Enel
83 | BACĂU | BC10 | BC URBAN | MILCOV | BC0252 | PT 252 BACAU | 1702234122645991 | Hexing
84 | BACĂU | BC10 | BC URBAN | MILCOV | BC0273 | PT 273 BACAU | 1702234122711182 | Hexing
85 | BACĂU | BC10 | BC URBAN | MILCOV | BC0283 | PT 283 BACAU | 1009141000000917 | Enel
86 | BACĂU | BC10 | BC URBAN | MILCOV | BC0283 | PT 283 BACAU | 1009141000000840 | Enel
87 | BACĂU | BC10 | BC URBAN | MILCOV | BC0301 | PT 301 BACAU | 1702434127045292 | Hexing
88 | BACĂU | BC10 | BC URBAN | MILCOV | BC0311 | PT 311 BACAU | 1702434126595826 | Hexing
89 | BACĂU | BC10 | BC URBAN | MILCOV | BC0351 | PT 351 BACAU | 1009141000000013 | Enel
90 | BACĂU | BC10 | BC URBAN | MILCOV | BC0395 | PT 395 BACAU | 1702234122645982 | Hexing
91 | BACĂU | BC10 | BC URBAN | MILCOV | BC0396 | PT 396 BACAU | 1009151000002468 | Enel
92 | BACĂU | BC10 | BC URBAN | MILCOV | BC0401 | PT 401 BACAU | 1009141000000214 | Enel
93 | BACĂU | BC10 | BC URBAN | MILCOV | BC0419 | PT 419 BACAU | 1009141000000270 | Enel
94 | BACĂU | BC10 | BC URBAN | MILCOV | BC0420 | PT 420 BACAU | 1009151000002451 | Enel
95 | BACĂU | BC10 | BC URBAN | MILCOV | BC0421 | PT 421 BACAU | 1009151000002446 | Enel
96 | BACĂU | BC10 | BC URBAN | MILCOV | BC0429 | PTAV 429 BACAU | 1009141000000893 | Enel
97 | BACĂU | BC10 | BC URBAN | MILCOV | BC0460 | PT 460 BACAU | 1009151000002453 | Enel
98 | BACĂU | BC10 | BC URBAN | PARTIZANU | BC0003 | PT 3 BACAU | 1009141000000848 | Enel
99 | BACĂU | BC10 | BC URBAN | PARTIZANU | BC0004 | PT 4 BACAU | 1702234122645984 | Hexing
100 | BACĂU | BC10 | BC URBAN | PARTIZANU | BC0005 | PT 5 BACAU | 1009141000000472 | Enel
101 | BACĂU | BC10 | BC URBAN | PARTIZANU | BC0005 | PT 5 BACAU | 1009151000002072 | Enel
102 | BACĂU | BC10 | BC URBAN | PARTIZANU | BC0008 | PT 8 BACAU | 1009141000000571 | Enel
103 | BACĂU | BC10 | BC URBAN | PARTIZANU | BC0038 | PT 38 BACAU | 1702234122646004 | Hexing
104 | BACĂU | BC10 | BC URBAN | PARTIZANU | BC0039 | PT 39 BACAU | 1009141000000526 | Enel
105 | BACĂU | BC10 | BC URBAN | PARTIZANU | BC0051 | PT 51 BACAU | 1009151000002053 | Enel
106 | BACĂU | BC10 | BC URBAN | PARTIZANU | BC0054 | PT 54 BACAU | 1702434127045284 | Hexing
107 | BACĂU | BC10 | BC URBAN | PARTIZANU | BC0056 | PT 56 BACAU | 1009141000000609 | Enel
108 | BACĂU | BC10 | BC URBAN | PARTIZANU | BC0058 | PT 58 BACAU | 1702234122711172 | Hexing
109 | BACĂU | BC10 | BC URBAN | PARTIZANU | BC0062 | PT 62 BACAU | 1009141000001269 | Enel
110 | BACĂU | BC10 | BC URBAN | PARTIZANU | BC0070 | PT 70 BACAU | 1702234122646007 | Hexing
111 | BACĂU | BC10 | BC URBAN | PARTIZANU | BC0073 | PTAV 73 BACAU | 1702234122711178 | Hexing
112 | BACĂU | BC10 | BC URBAN | PARTIZANU | BC0178 | PT 178 BACAU | 1009151000002507 | Enel
113 | BACĂU | BC10 | BC URBAN | PARTIZANU | BC0199 | PT 199 BACAU | 1009141000000097 | Enel
114 | BACĂU | BC10 | BC URBAN | PARTIZANU | BC0270 | PT 270 BACAU | 1702234123505940 | Hexing
115 | BACĂU | BC10 | BC URBAN | PARTIZANU | BC0274 | PT 274 BACAU | 1009151000002055 | Enel
116 | BACĂU | BC10 | BC URBAN | PARTIZANU | BC0297 | PT 297 BACAU | 1009141000001264 | Enel
117 | BACĂU | BC10 | BC URBAN | PARTIZANU | BC0306 | PT 306 BACAU | 1702434125895601 | Hexing
118 | BACĂU | BC10 | BC URBAN | PARTIZANU | BC0313 | PT 313 BACAU | 1009141000001218 | Enel
119 | BACĂU | BC10 | BC URBAN | PARTIZANU | BC0317 | PT 317 BACAU | 1009151000001664 | Enel
120 | BACĂU | BC10 | BC URBAN | PARTIZANU | BC0319 | PT 319 BACAU | 1009151000002056 | Enel
121 | BACĂU | BC10 | BC URBAN | PARTIZANU | BC0353 | PT 353 BACAU | 1009141000000742 | Enel
122 | BACĂU | BC10 | BC URBAN | PARTIZANU | BC0363 | PT 363 BACAU | 1702234122711177 | Hexing
123 | BACĂU | BC10 | BC URBAN | PARTIZANU | BC0382 | PT 382 BACAU | 1009151000002046 | Enel
124 | BACĂU | BC10 | BC URBAN | PARTIZANU | BC0444 | PTAV 444 BACAU | 1702234122711184 | Hexing
125 | BACĂU | BC10 | BC URBAN | PARTIZANU | BC0462 | PTAB 462 BACAU | 1702234122645998 | Hexing
126 | BACĂU | BC20 | BC EXTERIOR | BALCESCU | ANTO01 | PT ANTOHESTI | 1009151000002690 | Enel
127 | BACĂU | BC20 | BC EXTERIOR | BALCESCU | BARB01 | PT BARBOASA | 1009151000002736 | Enel
128 | BACĂU | BC20 | BC EXTERIOR | BALCESCU | BIJG01 | PT 1 BIJGHIR | 1009151000001689 | Enel
129 | BACĂU | BC20 | BC EXTERIOR | BALCESCU | BIJG03 | PT 3 BIJGHIR | 1009141000000762 | Enel
130 | BACĂU | BC20 | BC EXTERIOR | BALCESCU | BRDF01 | PT BRAD FILIPENI | 1009141000000835 | Enel
131 | BACĂU | BC20 | BC EXTERIOR | BALCESCU | BTTA01 | PT BALTATA | 1009141000000128 | Enel
132 | BACĂU | BC20 | BC EXTERIOR | BALCESCU | BUHC01 | PT BUHOCEL | 1009141000001098 | Enel
133 | BACĂU | BC20 | BC EXTERIOR | BALCESCU | BUHO03 | PT 3 BUHOCI | 1009141000000665 | Enel
134 | BACĂU | BC20 | BC EXTERIOR | BALCESCU | BUHO04 | PT 4 BUHOCI | 1009151000001581 | Enel
135 | BACĂU | BC20 | BC EXTERIOR | BALCESCU | CHTI01 | PT 1 CHETRIS | 1009141000000626 | Enel
136 | BACĂU | BC20 | BC EXTERIOR | BALCESCU | CHTI02 | PT 2 CHETRIS(SMA) | 1009141000000308 | Enel
137 | BACĂU | BC20 | BC EXTERIOR | BALCESCU | COTE01 | PT COTENI | 1009141000001208 | Enel
138 | BACĂU | BC20 | BC EXTERIOR | BALCESCU | DLPR01 | PT 1 D. PERJULUI | 1009141000000765 | Enel
139 | BACĂU | BC20 | BC EXTERIOR | BALCESCU | DLPR03 | PT 3 D. PERJULUI | 1009141000000845 | Enel
140 | BACĂU | BC20 | BC EXTERIOR | BALCESCU | DOSP01 | PT 1 DOSPINESTI | 1009141000000869 | Enel
141 | BACĂU | BC20 | BC EXTERIOR | BALCESCU | FAGH01 | PT FAGHIENI | 1009162000024098 | Enel
142 | BACĂU | BC20 | BC EXTERIOR | BALCESCU | FARA04 | PT 4 FARAOANI (V. MARE 1) | 1009151000001462 | Enel
143 | BACĂU | BC20 | BC EXTERIOR | BALCESCU | FARA05 | PT 5 FARAOANI (V. MARE 2) | 1009141000001014 | Enel
144 | BACĂU | BC20 | BC EXTERIOR | BALCESCU | FILI02 | PT 2 FILIPENI | 1009151000002460 | Enel
145 | BACĂU | BC20 | BC EXTERIOR | BALCESCU | FILI03 | PT 3 FILIPENI | 1009141000000810 | Enel
146 | BACĂU | BC20 | BC EXTERIOR | BALCESCU | FILI04 | PT 4 FILIPENI | 1009151000002246 | Enel
147 | BACĂU | BC20 | BC EXTERIOR | BALCESCU | FRNT03 | PT 3 FRUNTESTI | 1009151000001480 | Enel
148 | BACĂU | BC20 | BC EXTERIOR | BALCESCU | FURN01 | PT FURNICARI | 1009141000000089 | Enel
149 | BACĂU | BC20 | BC EXTERIOR | BALCESCU | GIOS01 | PT1 GIOSENI | 1009141000001283 | Enel
150 | BACĂU | BC20 | BC EXTERIOR | BALCESCU | GIOS02 | PT 2 GIOSENI | 1009151000002261 | Enel
151 | BACĂU | BC20 | BC EXTERIOR | BALCESCU | GIOS03 | PT 3 GIOSENI | 1009141000000777 | Enel
152 | BACĂU | BC20 | BC EXTERIOR | BALCESCU | GIOS04 | PT 4 GIOSENI | 1009141000000873 | Enel
153 | BACĂU | BC20 | BC EXTERIOR | BALCESCU | GIOS05 | PT 5 GIOSENI | 1009141000000942 | Enel
154 | BACĂU | BC20 | BC EXTERIOR | BALCESCU | GLDS01 | PT 1 GLODISOARELE | 1009141000000336 | Enel
155 | BACĂU | BC20 | BC EXTERIOR | BALCESCU | GLDS02 | PT 2 GLODISOARELE | 1009141000000342 | Enel
156 | BACĂU | BC20 | BC EXTERIOR | BALCESCU | GODO01 | PT F. GODOVANA | 1009151000001566 | Enel
157 | BACĂU | BC20 | BC EXTERIOR | BALCESCU | LETE08 | PT 8 LETEA VECHE | 1009141000000807 | Enel
158 | BACĂU | BC20 | BC EXTERIOR | BALCESCU | MRST01 | PT 1 MARASTI | 1009141000001023 | Enel
159 | BACĂU | BC20 | BC EXTERIOR | BALCESCU | MRST02 | PT 2 MARASTI | 1009141000000705 | Enel
160 | BACĂU | BC20 | BC EXTERIOR | BALCESCU | NICO01 | PT 1 NICOLAE BALCESCU | 1009141000000870 | Enel
161 | BACĂU | BC20 | BC EXTERIOR | BALCESCU | NICO02 | PT 2 NICOLAE BALCESCU | 1009141000000703 | Enel
162 | BACĂU | BC20 | BC EXTERIOR | BALCESCU | NICO03 | PT 3 NICOLAE BALCESCU (RADIOFAR INDEPARTAT) | 1009141000000450 | Enel
163 | BACĂU | BC20 | BC EXTERIOR | BALCESCU | NICO04 | PT 4 NICOLAE BALCESCU (AGROPREST) | 1009141000001042 | Enel
164 | BACĂU | BC20 | BC EXTERIOR | BALCESCU | NICO05 | PT 5 NICOLAE BALCESCU | 1009141000000748 | Enel
165 | BACĂU | BC20 | BC EXTERIOR | BALCESCU | NICO07 | PT 7 NICOLAE BALCESCU | 1009141000000688 | Enel
166 | BACĂU | BC20 | BC EXTERIOR | BALCESCU | NICO10 | PT 10 NICOLAE BALCESCU | 1009141000000535 | Enel
167 | BACĂU | BC20 | BC EXTERIOR | BALCESCU | NICO11 | PT 11 NICOLAE BALCESCU | 1009141000000552 | Enel
168 | BACĂU | BC20 | BC EXTERIOR | BALCESCU | NICO12 | PT 12 NICOLAE BALCESCU (PRIMARIE) | 1009151000002243 | Enel
169 | BACĂU | BC20 | BC EXTERIOR | BALCESCU | OBAR01 | PT 1 OBARSIA | 1009151000001725 | Enel
170 | BACĂU | BC20 | BC EXTERIOR | BALCESCU | ONIC01 | PT 1 ONCESTI | 1009141000001140 | Enel
171 | BACĂU | BC20 | BC EXTERIOR | BALCESCU | ONIC02 | PT 2 ONCESTI | 1009141000000984 | Enel
172 | BACĂU | BC20 | BC EXTERIOR | BALCESCU | PADF01 | PT PADURENI FILIPENI | 1009151000002161 | Enel
173 | BACĂU | BC20 | BC EXTERIOR | BALCESCU | PADI01 | PT PADURENI IZVORUL BERHECIULUI | 1009141000000854 | Enel
174 | BACĂU | BC20 | BC EXTERIOR | BALCESCU | RDM01 | PT SAT RADOMIRESTI | 1009141000000415 | Enel
175 | BACĂU | BC20 | BC EXTERIOR | BALCESCU | RUCI01 | PT 1 RUSCIUTEA | 1009141000001210 | Enel
176 | BACĂU | BC20 | BC EXTERIOR | BALCESCU | RUCI02 | PT 2 RUSCIUTEA | 1009141000000767 | Enel
177 | BACĂU | BC20 | BC EXTERIOR | BALCESCU | SARN01 | PT 1 SARATA | 1009141000000418 | Enel
178 | BACĂU | BC20 | BC EXTERIOR | BALCESCU | SARN02 | PT 2 SARATA (TALPA) | 1009141000000267 | Enel
179 | BACĂU | BC20 | BC EXTERIOR | BALCESCU | SARN03 | PT 3 SARATA (D. NOU) | 1009141000000645 | Enel
180 | BACĂU | BC20 | BC EXTERIOR | BALCESCU | SARN04 | PT 4 SARATA | 1009141000000604 | Enel
181 | BACĂU | BC20 | BC EXTERIOR | BALCESCU | SARN05 | PT 5 SARATA (MOARA HAIDAU) | 1009141000001116 | Enel
182 | BACĂU | BC20 | BC EXTERIOR | BALCESCU | SARN06 | PT 6 SARATA | 1009141000000390 | Enel
183 | BACĂU | BC20 | BC EXTERIOR | BALCESCU | SARN07 | PT 7 SARATA | 1009141000001128 | Enel
184 | BACĂU | BC20 | BC EXTERIOR | BALCESCU | SARN09 | PT 9 SARATA BAI | 1009141000000466 | Enel
185 | BACĂU | BC20 | BC EXTERIOR | BALCESCU | SATO01 | PT SAT NOU ONCESTI | 1009151000001578 | Enel
186 | BACĂU | BC20 | BC EXTERIOR | BALCESCU | SATO02 | PT SMA SAT NOU ONCESTI | 1009151000001602 | Enel
187 | BACĂU | BC20 | BC EXTERIOR | BALCESCU | SIRL01 | PT SAT SIRET LETEA VECHE | 1009141000001204 | Enel
188 | BACĂU | BC20 | BC EXTERIOR | BALCESCU | SLOF01 | PT SLOBOZIA FILIPENI | 1009141000000719 | Enel
189 | BACĂU | BC20 | BC EXTERIOR | BALCESCU | TAMA01 | PT 1 TAMASI | 1009141000001279 | Enel
190 | BACĂU | BC20 | BC EXTERIOR | BALCESCU | TAMA02 | PT 2 TAMASI | 1009141000000494 | Enel
191 | BACĂU | BC20 | BC EXTERIOR | BALCESCU | TAMA04 | PT 4 TAMASI | 1009141000001124 | Enel
192 | BACĂU | BC20 | BC EXTERIOR | BALCESCU | TAUL01 | PT TAULA | 1009141000001041 | Enel
193 | BACĂU | BC20 | BC EXTERIOR | BALCESCU | TISI02 | PT 2 TISA SILVESTRI | 1009151000001594 | Enel
194 | BACĂU | BC20 | BC EXTERIOR | BALCESCU | TISI03 | PT 3 TISA SILVESTRI | 1009141000001069 | Enel
195 | BACĂU | BC20 | BC EXTERIOR | BALCESCU | TRNT01 | PT 1 TARNITA | 1009141000000997 | Enel
196 | BACĂU | BC20 | BC EXTERIOR | BALCESCU | VABT01 | PT VALEA BOTULUI | 1009141000000899 | Enel
197 | BACĂU | BC20 | BC EXTERIOR | BALCESCU | VALA01 | PT 1 VALEA SEACA | 1009151000002457 | Enel
198 | BACĂU | BC20 | BC EXTERIOR | BALCESCU | VALA02 | PT 2 VALEA SEACA ALBENI | 1009141000000129 | Enel
199 | BACĂU | BC20 | BC EXTERIOR | BALCESCU | VALA03 | PT 3 VALEA SEACA (BUCHILA) | 1009141000000177 | Enel
200 | BACĂU | BC20 | BC EXTERIOR | BALCESCU | VALA04 | PT 4 VALEA SEACA | 1009141000000208 | Enel
201 | BACĂU | BC20 | BC EXTERIOR | BALCESCU | VALA05 | PT 5 VALEA SEACA | 1009151000001636 | Enel
202 | BACĂU | BC20 | BC EXTERIOR | BALCESCU | VALA06 | PTA 6 VALEA SEACA (PRIMARIA N. BALCESCU) | 1009141000000660 | Enel
203 | BACĂU | BC20 | BC EXTERIOR | BALCESCU | VFRN01 | PT 1 VIFORENI | 1009151000001644 | Enel
204 | BACĂU | BC20 | BC EXTERIOR | BALCESCU | VFRN02 | PT 2 VIFORENI | 1009151000001627 | Enel
205 | BACĂU | BC20 | BC EXTERIOR | FILIPESTI | BRBC01 | PT BERBICENI | 1009151000002770 | Enel
206 | BACĂU | BC20 | BC EXTERIOR | FILIPESTI | CIUT01 | PT CIUTURESTI | 1009151000002734 | Enel
207 | BACĂU | BC20 | BC EXTERIOR | FILIPESTI | CLMS01 | PT CLIMESTI | 1009141000000551 | Enel
208 | BACĂU | BC20 | BC EXTERIOR | FILIPESTI | FLPS01 | PT 1 FILIPESTI | 1009151000002480 | Enel
209 | BACĂU | BC20 | BC EXTERIOR | FILIPESTI | FLPS06 | PT 6 FILIPESTI | 1009151000002033 | Enel
210 | BACĂU | BC20 | BC EXTERIOR | FILIPESTI | FLPS07 | PT 7 FILIPESTI (CRR) | 1009151000002508 | Enel
211 | BACĂU | BC20 | BC EXTERIOR | FILIPESTI | FNDN01 | PT FUNDENI | 1009151000002057 | Enel
212 | BACĂU | BC20 | BC EXTERIOR | FILIPESTI | FNDT01 | PT FUNDU TUTOVEI | 1009141000001010 | Enel
213 | BACĂU | BC20 | BC EXTERIOR | FILIPESTI | ITCA01 | PT ITCANI | 1009141000001241 | Enel
214 | BACĂU | BC20 | BC EXTERIOR | FILIPESTI | ONIS04 | PTA 4 ONISCANI 63 KVA | 1009151000002405 | Enel
215 | BACĂU | BC20 | BC EXTERIOR | GHERAIESTI | BGDV01 | PT 1 BOGDAN VODA | 1009141000001209 | Enel
216 | BACĂU | BC20 | BC EXTERIOR | GHERAIESTI | BGDV02 | PT 2 BOGDAN VODA TV | 1009141000001247 | Enel
217 | BACĂU | BC20 | BC EXTERIOR | GHERAIESTI | BGDV04 | PT 4 BOGDAN VODA | 1009141000001239 | Enel
218 | BACĂU | BC20 | BC EXTERIOR | GHERAIESTI | BGDV05 | PT 5 BOGDAN VODA | 1009141000000553 | Enel
219 | BACĂU | BC20 | BC EXTERIOR | GHERAIESTI | BRAD01 | PT BRAD BERESTI BISTRITA | 1009151000002093 | Enel
220 | BACĂU | BC20 | BC EXTERIOR | GHERAIESTI | FGTL01 | PT FAGATEL | 1009141000000938 | Enel
221 | BACĂU | BC20 | BC EXTERIOR | GHERAIESTI | ITED01 | PT DUMBRAVA 1 | 1009141000000813 | Enel
222 | BACĂU | BC20 | BC EXTERIOR | GHERAIESTI | ITED02 | PT DUMBRAVA 2 | 1009141000000644 | Enel
223 | BACĂU | BC20 | BC EXTERIOR | GHERAIESTI | ITES01 | PT 1 ITESTI | 1009141000000482 | Enel
224 | BACĂU | BC20 | BC EXTERIOR | GHERAIESTI | ITES02 | PT 2 ITESTI | 1009151000001630 | Enel
225 | BACĂU | BC20 | BC EXTERIOR | GHERAIESTI | ITES03 | PT 3 CAP ITESTI | 1009141000000641 | Enel
226 | BACĂU | BC20 | BC EXTERIOR | GHERAIESTI | ITES08 | PT 2 IAS ITESTI | 1009141000000426 | Enel
227 | BACĂU | BC20 | BC EXTERIOR | GHERAIESTI | SAUC01 | PT 1 SAUCESTI | 1009141000000520 | Enel
228 | BACĂU | BC20 | BC EXTERIOR | GHERAIESTI | SAUC02 | PT 2 SAUCESTI | 1009141000001268 | Enel
229 | BACĂU | BC20 | BC EXTERIOR | GHERAIESTI | SAUC04 | PT 4 SAUCESTI | 1009141000000471 | Enel
230 | BACĂU | BC20 | BC EXTERIOR | GHERAIESTI | SAUC05 | PT 5 SAUCESTI | 1009141000001000 | Enel
231 | BACĂU | BC20 | BC EXTERIOR | GHERAIESTI | SAUC06 | PT 6 SAUCESTI | 1009141000001252 | Enel
232 | BACĂU | BC20 | BC EXTERIOR | GHERAIESTI | SAUC07 | PT 7 SAUCESTI | 1009141000000629 | Enel
233 | BACĂU | BC20 | BC EXTERIOR | GHERAIESTI | SAUC08 | PT PROD SAG | 1009141000000475 | Enel
234 | BACĂU | BC20 | BC EXTERIOR | GHERAIESTI | SCNI01 | PT 1 SCHINENI SAUCESTI | 1009141000000858 | Enel
235 | BACĂU | BC20 | BC EXTERIOR | GHERAIESTI | SCNI03 | PT 3 SCHINENI SAUCESTI | 1009141000000627 | Enel
236 | BACĂU | BC20 | BC EXTERIOR | GHERAIESTI | SIRS01 | PT 1 SIRETUL SAUCESTI | 1009141000001261 | Enel
237 | BACĂU | BC20 | BC EXTERIOR | GHERAIESTI | SIRS02 | PT 2 SIRETUL SAUCESTI | 1009141000000507 | Enel
238 | BACĂU | BC20 | BC EXTERIOR | GHERAIESTI | SIRS04 | PT 4 SIRETUL SAUCESTI | 1009141000001203 | Enel
239 | BACĂU | BC20 | BC EXTERIOR | GHERAIESTI | SIRS06 | PTA 6 SIRETU 100 KVA | 1009141000000503 | Enel
240 | BACĂU | BC20 | BC EXTERIOR | GHERAIESTI | SRBS01 | PT 1 SERBESTI | 1009141000000070 | Enel
241 | BACĂU | BC20 | BC EXTERIOR | GLAVANESTI | BAIM01 | PT BAIMAC | 1009141000000669 | Enel
242 | BACĂU | BC20 | BC EXTERIOR | GLAVANESTI | CALI01 | PT CALINI | 1009141000000785 | Enel
243 | BACĂU | BC20 | BC EXTERIOR | GLAVANESTI | COLO01 | PT 1 COLONESTI | 1009141000001226 | Enel
244 | BACĂU | BC20 | BC EXTERIOR | GLAVANESTI | COLO02 | PT 2 COLONESTI | 1009141000000602 | Enel
245 | BACĂU | BC20 | BC EXTERIOR | GLAVANESTI | NAST01 | PT NASTASENI | 1009151000002223 | Enel
246 | BACĂU | BC20 | BC EXTERIOR | GLAVANESTI | PINT01 | PT POIENI | 1009151000001368 | Enel
247 | BACĂU | BC20 | BC EXTERIOR | GLAVANESTI | SATC01 | PT 1 SATU NOU COLONESTI | 1009141000000877 | Enel
248 | BACĂU | BC20 | BC EXTERIOR | GLAVANESTI | SATP01 | PT SAT NOU PARINCEA | 1009151000001411 | Enel
249 | BACĂU | BC20 | BC EXTERIOR | GLAVANESTI | SPRI01 | PT SPRIA | 1009141000001173 | Enel
250 | BACĂU | BC20 | BC EXTERIOR | GLAVANESTI | VAMR01 | PT VALEA MARE COLONESTI | 1009151000001359 | Enel
251 | BACĂU | BC20 | BC EXTERIOR | GLAVANESTI | ZAPD01 | PT ZAPODIA COLONESTI | 1009151000001470 | Enel
252 | BACĂU | BC20 | BC EXTERIOR | MILCOV | BGNS01 | PT 1 BOGDANESTI TRAIAN | 1009141000001024 | Enel
253 | BACĂU | BC20 | BC EXTERIOR | MILCOV | BGNS02 | PT 2 BOGDANESTI TRAIAN | 1009141000000462 | Enel
254 | BACĂU | BC20 | BC EXTERIOR | MILCOV | BGNS03 | PT 3 BOGDANESTI TRAIAN | 1009141000000786 | Enel
255 | BACĂU | BC20 | BC EXTERIOR | MILCOV | BIJG02 | PT 2 BIJGHIR | 1009141000000691 | Enel
256 | BACĂU | BC20 | BC EXTERIOR | MILCOV | CMPE01 | PT CAMPENI TRAIAN | 1009141000000509 | Enel
257 | BACĂU | BC20 | BC EXTERIOR | MILCOV | DOSP03 | PT 3 DOSPINESTI | 1009141000001136 | Enel
258 | BACĂU | BC20 | BC EXTERIOR | MILCOV | HERJ01 | PT HERTIOANA | 1009141000000806 | Enel
259 | BACĂU | BC20 | BC EXTERIOR | MILCOV | HERT01 | PT HERTIOANA RAZESI | 1009151000001590 | Enel
260 | BACĂU | BC20 | BC EXTERIOR | MILCOV | HOLT01 | PT 1 HOLT | 1009141000000667 | Enel
261 | BACĂU | BC20 | BC EXTERIOR | MILCOV | HOLT02 | PT 2 HOLT | 1009141000000968 | Enel
262 | BACĂU | BC20 | BC EXTERIOR | MILCOV | HOLT06 | PTA 6 HOLT | 1009151000001487 | Enel
263 | BACĂU | BC20 | BC EXTERIOR | MILCOV | LETE01 | PT 1 LETEA VECHE | 1009151000001628 | Enel
264 | BACĂU | BC20 | BC EXTERIOR | MILCOV | LETE02 | PT 2 LETEA VECHE | 1009141000000960 | Enel
265 | BACĂU | BC20 | BC EXTERIOR | MILCOV | LETE05 | PT 5 SMA LETEA VECHE | 1009141000000606 | Enel
266 | BACĂU | BC20 | BC EXTERIOR | MILCOV | LETE06 | PT 6 LETEA VECHE IAS | 1009141000000396 | Enel
267 | BACĂU | BC20 | BC EXTERIOR | MILCOV | LETE07 | PT 7 LETEA VECHE | 1009141000001253 | Enel
268 | BACĂU | BC20 | BC EXTERIOR | MILCOV | LETE09 | PTA 9 LETEA VECHE | 1009152000014798 | Enel
269 | BACĂU | BC20 | BC EXTERIOR | MILCOV | LETE16 | PTA 16 LETEA VECHE (ASOC ARMONIA) | 1702234122646002 | Hexing
270 | BACĂU | BC20 | BC EXTERIOR | MILCOV | PRAT01 | PT 1 PRAJESTI | 1009141000000670 | Enel
271 | BACĂU | BC20 | BC EXTERIOR | MILCOV | PRAT02 | PT 2 PRAJESTI | 1009141000000815 | Enel
272 | BACĂU | BC20 | BC EXTERIOR | MILCOV | PRAT03 | PT 3 PRAJESTI | 1009151000001645 | Enel
273 | BACĂU | BC20 | BC EXTERIOR | MILCOV | PRAT04 | PT 4 PRAJESTI | 1009151000001658 | Enel
274 | BACĂU | BC20 | BC EXTERIOR | MILCOV | RADM06 | PT F. VACI RADOMIRESTI | 1009151000001492 | Enel
275 | BACĂU | BC20 | BC EXTERIOR | MILCOV | SECU01 | PT 1 SECUIENI CRR | 1009141000000544 | Enel
276 | BACĂU | BC20 | BC EXTERIOR | MILCOV | SECU02 | PT 2 SECUIENI | 1009151000001656 | Enel
277 | BACĂU | BC20 | BC EXTERIOR | MILCOV | TRAI01 | PT 1 TRAIAN | 1009151000001631 | Enel
278 | BACĂU | BC20 | BC EXTERIOR | MILCOV | TRAI02 | PT 2 TRAIAN | 1009141000001114 | Enel
279 | BACĂU | BC20 | BC EXTERIOR | MILCOV | TRAI11 | PT 11 TRAIAN IAS | 1009141000000952 | Enel
280 | BACĂU | BC20 | BC EXTERIOR | MILCOV | TRAI12 | PT 12 POMPE APA TRAIAN | 1009141000000136 | Enel
281 | BACĂU | BC20 | BC EXTERIOR | MILCOV | ZPDA01 | PT ZAPODIA TRAIAN | 1009141000000605 | Enel
282 | BACĂU | BC20 | BC EXTERIOR | ONESTI 35 | LARG01 | PT LARGUTA 1 | 1009141000000516 | Enel
283 | BACĂU | BC20 | BC EXTERIOR | RACACIUNI | MRSC01 | PT MARASCU 34 | 1009141000001244 | Enel
284 | BACĂU | BC20 | BC EXTERIOR | RACACIUNI | RACA01 | PT 1 RACACIUNI | 1702334125532447 | Hexing
285 | BACĂU | BC20 | BC EXTERIOR | RACACIUNI | RACA02 | PT 2 RACACIUNI | 1702434125831904 | Hexing
286 | BACĂU | BC20 | BC EXTERIOR | RACACIUNI | RACA03 | PT 3 RACACIUNI (VINALCOOL) | 1702434125831905 | Hexing
287 | BACĂU | BC20 | BC EXTERIOR | RACACIUNI | RACA05 | PT 5 RACACIUNI HAN | 1702334125532445 | Hexing
288 | BACĂU | BC20 | BC EXTERIOR | RACACIUNI | RACA10 | PT 10 RACACIUNI | 1702334125532446 | Hexing
289 | BACĂU | BC20 | BC EXTERIOR | RACACIUNI | RACA12 | PT 12 RACACIUNI | 1702334125532444 | Hexing
290 | BACĂU | BC20 | BC EXTERIOR | RACACIUNI | RACA13 | PT 13 RACACIUNI SMA | 1702234122646005 | Hexing
291 | BACĂU | BC20 | BC EXTERIOR | RACACIUNI | RACA14 | PT 14 RACACIUNI (C0SMOROM) | 1702434125831797 | Hexing
292 | BACĂU | BC20 | BC EXTERIOR | RACACIUNI | RACA23 | PTA 23 RASTOACA PRIMARIE RACACIUNI COMODAT | 1702434125831796 | Hexing
293 | BACĂU | BC20 | BC EXTERIOR | RACACIUNI | VALH01 | PT VALENI PARINCEA | 1009141000000532 | Enel
294 | BACĂU | BC30 | ONESTI | COMANESTI | CUCD01 | PTA 1 CUCUIETI DOFTEANA | 1009151000001332 | Enel
295 | BACĂU | BC30 | ONESTI | COMANESTI | CUCD02 | PTA 2 CUCUIETI DOFTEANA | 1009151000001331 | Enel
296 | BACĂU | BC30 | ONESTI | COMANESTI | DOFT03 | PTA IF DOFTEANA | 1009141000000850 | Enel
297 | BACĂU | BC30 | ONESTI | COMANESTI | DOFT04 | PTA 4 DOFTEANA | 1009141000001237 | Enel
298 | BACĂU | BC30 | ONESTI | COMANESTI | DOFT13 | PTA PREVENTORIU | 1009141000000397 | Enel
299 | BACĂU | BC30 | ONESTI | COMANESTI | LRGA01 | PTA 1 LARGA | 1009141000000273 | Enel
300 | BACĂU | BC30 | ONESTI | COMANESTI | LRGA02 | PTA 2 LARGA | 1009151000001669 | Enel
301 | BACĂU | BC30 | ONESTI | COMANESTI | SEAC01 | PT SEACA | 1009141000000231 | Enel
302 | BACĂU | BC30 | ONESTI | CONTESTI | ORBE03 | PT 3 ORBENI F.VITICOLA | 1009151000001622 | Enel
303 | BACĂU | BC30 | ONESTI | CONTESTI | SCUR01 | PT 1 SCURTA | 1009141000000344 | Enel
304 | BACĂU | BC30 | ONESTI | CONTESTI | SCUR02 | PT 2 SCURTA | 1009141000000332 | Enel
305 | BACĂU | BC30 | ONESTI | CONTESTI | SCUR03 | PT 3 SCURTA | 1009141000000338 | Enel
306 | BACĂU | BC30 | ONESTI | CONTESTI | SCUR04 | PT 4 SCURTA | 1009151000002131 | Enel
307 | BACĂU | BC30 | ONESTI | ONESTI 110 | BCIU01 | PT 1 BUCIUM | 1009141000000265 | Enel
308 | BACĂU | BC30 | ONESTI | ONESTI 110 | BCIU02 | PTA 2 BUCIUM | 1009151000001576 | Enel
309 | BACĂU | BC30 | ONESTI | ONESTI 110 | BCIU03 | PT 3 BUCIUM | 1009141000000228 | Enel
310 | BACĂU | BC30 | ONESTI | ONESTI 110 | BCIU04 | PT 4 BUCIUM | 1009141000000221 | Enel
311 | BACĂU | BC30 | ONESTI | ONESTI 110 | BCIU06 | PTA 6 BUCIUM | 1009151000002264 | Enel
312 | BACĂU | BC30 | ONESTI | ONESTI 110 | BGDA01 | PTA 1 BOGDANA | 1009141000000124 | Enel
313 | BACĂU | BC30 | ONESTI | ONESTI 110 | BGDA02 | PTA 2 BOGDANA | 1009141000000179 | Enel
314 | BACĂU | BC30 | ONESTI | ONESTI 110 | BISJ01 | PTA BOISTEA DE JOS | 1009141000001080 | Enel
315 | BACĂU | BC30 | ONESTI | ONESTI 110 | BOIS01 | PTA BOISTEA DE SUS | 1009141000000575 | Enel
316 | BACĂU | BC30 | ONESTI | ONESTI 110 | BORZ01 | PTA BORZESTI SAT | 1009151000002552 | Enel
317 | BACĂU | BC30 | ONESTI | ONESTI 110 | BORZ02 | PTA TH BORZESTI | 1009141000000451 | Enel
318 | BACĂU | BC30 | ONESTI | ONESTI 110 | CAPA01 | PTA CAPATA | 1009141000000690 | Enel
319 | BACĂU | BC30 | ONESTI | ONESTI 110 | DMBG01 | PTA 1 DUMBRAVA | 1009151000001598 | Enel
320 | BACĂU | BC30 | ONESTI | ONESTI 110 | DMBG02 | PTA 2 DUMBRAVA IAS | 1009141000000251 | Enel
321 | BACĂU | BC30 | ONESTI | ONESTI 110 | DMBG03 | PTA 3 DUMBRAVA | 1009141000000287 | Enel
322 | BACĂU | BC30 | ONESTI | ONESTI 110 | FLST01 | PTA FLORESTI(BORZESTI) | 1009141000001177 | Enel
323 | BACĂU | BC30 | ONESTI | ONESTI 110 | FREX01 | PTA FRUCTEXPORT | 1009151000001417 | Enel
324 | BACĂU | BC30 | ONESTI | ONESTI 110 | GURA01 | PTA 1 GURA VAII | 1009141000001127 | Enel
325 | BACĂU | BC30 | ONESTI | ONESTI 110 | GURA02 | PTA 2 GURA VAII | 1009141000000540 | Enel
326 | BACĂU | BC30 | ONESTI | ONESTI 110 | GURA03 | PTA 3 GURA VAII | 1009141000000712 | Enel
327 | BACĂU | BC30 | ONESTI | ONESTI 110 | GURA04 | PTA 4 GURA VAII SMA | 1009151000001416 | Enel
328 | BACĂU | BC30 | ONESTI | ONESTI 110 | GURA05 | PTA 5 GURA VAII | 1009141000000794 | Enel
329 | BACĂU | BC30 | ONESTI | ONESTI 110 | GUTI01 | PTA 1 GUTINAS | 1009141000000679 | Enel
330 | BACĂU | BC30 | ONESTI | ONESTI 110 | HELT01 | PTA HELTIU | 1009141000001181 | Enel
331 | BACĂU | BC30 | ONESTI | ONESTI 110 | JVRN01 | PTA JAVRENI P IGO | 1009151000002441 | Enel
332 | BACĂU | BC30 | ONESTI | ONESTI 110 | MTCT01 | PTA MOTOCESTI | 1009141000000239 | Enel
333 | BACĂU | BC30 | ONESTI | ONESTI 110 | NGST01 | PTA 1 NEGOIESTI | 1009141000000654 | Enel
334 | BACĂU | BC30 | ONESTI | ONESTI 110 | NGST02 | PTA 2 NEGOIESTI | 1009141000001101 | Enel
335 | BACĂU | BC30 | ONESTI | ONESTI 110 | ONE004 | PT 4 ONESTI | 1702434126595903 | Hexing
336 | BACĂU | BC30 | ONESTI | ONESTI 110 | ONE012 | PA 12 ONESTI 2 | 1009141000000261 | Enel
337 | BACĂU | BC30 | ONESTI | ONESTI 110 | ONE013 | PT 13 ONESTI | 1009141000000162 | Enel
338 | BACĂU | BC30 | ONESTI | ONESTI 110 | ONE014 | PT 14 ONESTI | 1009151000002510 | Enel
339 | BACĂU | BC30 | ONESTI | ONESTI 110 | ONE017 | PT 17 ONESTI | 1009141000000306 | Enel
340 | BACĂU | BC30 | ONESTI | ONESTI 110 | ONE023 | PT 23 ONESTI | 1702434126595905 | Hexing
341 | BACĂU | BC30 | ONESTI | ONESTI 110 | ONE031 | PT 31 ONESTI | 1009141000000225 | Enel
342 | BACĂU | BC30 | ONESTI | ONESTI 110 | ONE032 | PT 32 ONESTI | 1009141000000113 | Enel
343 | BACĂU | BC30 | ONESTI | ONESTI 110 | ONE034 | PT 34 ONESTI | 1009141000000204 | Enel
344 | BACĂU | BC30 | ONESTI | ONESTI 110 | ONE035 | PT 35 ONESTI | 1009141000000104 | Enel
345 | BACĂU | BC30 | ONESTI | ONESTI 110 | ONE037 | PT 37 ONESTI | 1009141000000337 | Enel
346 | BACĂU | BC30 | ONESTI | ONESTI 110 | ONE039 | PTA 39 ONESTI (PIATA ONESTI) | 1009151000002090 | Enel
347 | BACĂU | BC30 | ONESTI | ONESTI 110 | ONE040 | PTA 40 ONESTI | 1009141000000195 | Enel
348 | BACĂU | BC30 | ONESTI | ONESTI 110 | ONE041 | PT 41 ONESTI DOMICONST | 1702434126595904 | Hexing
349 | BACĂU | BC30 | ONESTI | ONESTI 110 | ONE042 | PT 42 ONESTI | 1009141000000320 | Enel
350 | BACĂU | BC30 | ONESTI | ONESTI 110 | ONE043 | PTA 43 ONESTI | 1009141000000348 | Enel
351 | BACĂU | BC30 | ONESTI | ONESTI 110 | ONE045 | PT 45 ONESTI | 1702434126595907 | Hexing
352 | BACĂU | BC30 | ONESTI | ONESTI 110 | ONE047 | PT 47 ONESTI | 1009141000000062 | Enel
353 | BACĂU | BC30 | ONESTI | ONESTI 110 | ONE050 | PT 50 ONESTI | 1702434126595906 | Hexing
354 | BACĂU | BC30 | ONESTI | ONESTI 110 | ONE051 | PT 51 ONESTI | 1009141000000117 | Enel
355 | BACĂU | BC30 | ONESTI | ONESTI 110 | ONE052 | PT 52 ONESTI | 1009141000000127 | Enel
356 | BACĂU | BC30 | ONESTI | ONESTI 110 | ONE057 | PT 57 ONESTI | 1009141000000063 | Enel
357 | BACĂU | BC30 | ONESTI | ONESTI 110 | ONE058 | PT 58 ONESTI | 1009141000000101 | Enel
358 | BACĂU | BC30 | ONESTI | ONESTI 110 | ONE059 | PT 59 ONESTI | 1009141000000263 | Enel
359 | BACĂU | BC30 | ONESTI | ONESTI 110 | ONE060 | PT 60 ONESTI | 1009141000000123 | Enel
360 | BACĂU | BC30 | ONESTI | ONESTI 110 | ONE061 | PT 61 ONESTI | 1009141000000235 | Enel
361 | BACĂU | BC30 | ONESTI | ONESTI 110 | ONE062 | PT 62 ONESTI | 1009141000000112 | Enel
362 | BACĂU | BC30 | ONESTI | ONESTI 110 | ONE064 | PT 64 ONESTI | 1009141000000189 | Enel
363 | BACĂU | BC30 | ONESTI | ONESTI 110 | ONE065 | PT 65 ONESTI | 1009141000000173 | Enel
364 | BACĂU | BC30 | ONESTI | ONESTI 110 | ONE066 | PT 66 ONESTI | 1009141000000078 | Enel
365 | BACĂU | BC30 | ONESTI | ONESTI 110 | ONE067 | PT 67 ONESTI | 1009141000000108 | Enel
366 | BACĂU | BC30 | ONESTI | ONESTI 110 | ONE068 | PT 68 ONESTI | 1009141000000192 | Enel
367 | BACĂU | BC30 | ONESTI | ONESTI 110 | ONE069 | PT 69 ONESTI | 1009141000000102 | Enel
368 | BACĂU | BC30 | ONESTI | ONESTI 110 | ONE070 | PT 70 ONESTI | 1009141000000107 | Enel
369 | BACĂU | BC30 | ONESTI | ONESTI 110 | ONE071 | PT 71 ONESTI | 1009141000001143 | Enel
370 | BACĂU | BC30 | ONESTI | ONESTI 110 | ONE072 | PT 72 ONESTI | 1009141000000159 | Enel
371 | BACĂU | BC30 | ONESTI | ONESTI 110 | ONE073 | PT 73 ONESTI | 1009141000000223 | Enel
372 | BACĂU | BC30 | ONESTI | ONESTI 110 | ONE074 | PT 74 ONESTI | 1009141000000244 | Enel
373 | BACĂU | BC30 | ONESTI | ONESTI 110 | ONE075 | PT 75 ONESTI | 1009141000000276 | Enel
374 | BACĂU | BC30 | ONESTI | ONESTI 110 | ONE077 | PTA 77 ONESTI | 1009141000000197 | Enel
375 | BACĂU | BC30 | ONESTI | ONESTI 110 | ONE078 | PTA 78 ONESTI | 1009141000000229 | Enel
376 | BACĂU | BC30 | ONESTI | ONESTI 110 | ONE079 | PT 79 ONESTI | 1009141000000222 | Enel
377 | BACĂU | BC30 | ONESTI | ONESTI 110 | ONE081 | PTAB PECO 81 | 1702234122645988 | Hexing
378 | BACĂU | BC30 | ONESTI | ONESTI 110 | ONE082 | PTAB 82 ANL | 1009151000001328 | Enel
379 | BACĂU | BC30 | ONESTI | ONESTI 110 | ONE089 | PTAB 89 ONESTI | 1702234122645992 | Hexing
380 | BACĂU | BC30 | ONESTI | ONESTI 110 | ONE090 | PTAB 90 ONESTI | 1702434126595908 | Hexing
381 | BACĂU | BC30 | ONESTI | ONESTI 110 | ONE100 | PTA ELECTROMONTAJ | 1009141000000303 | Enel
382 | BACĂU | BC30 | ONESTI | ONESTI 110 | ONE115 | PT 115 TERMOFICARE ONESTI | 1009151000001336 | Enel
383 | BACĂU | BC30 | ONESTI | ONESTI 110 | PALG01 | PTA PALTINATA | 1009141000000966 | Enel
384 | BACĂU | BC30 | ONESTI | ONESTI 110 | RACT01 | PTA RACAUTI | 1009151000001606 | Enel
385 | BACĂU | BC30 | ONESTI | ONESTI 110 | RACT02 | PTA 2 RACAUTI | 1009141000000385 | Enel
386 | BACĂU | BC30 | ONESTI | ONESTI 110 | RADE04 | PTA 4 CRR RADEANA | 1009141000000865 | Enel
387 | BACĂU | BC30 | ONESTI | ONESTI 110 | ROTD01 | PTA ROTUNDA | 1009151000002061 | Enel
388 | BACĂU | BC30 | ONESTI | ONESTI 110 | SLOO01 | PTA 1 SLOBOZIA | 1009141000000198 | Enel
389 | BACĂU | BC30 | ONESTI | ONESTI 110 | SLOO02 | PTA 2 SLOBOZIA | 1009141000001246 | Enel
390 | BACĂU | BC30 | ONESTI | ONESTI 110 | SLOO03 | PTA 3 SLOBOZIA | 1009141000001258 | Enel
391 | BACĂU | BC30 | ONESTI | ONESTI 110 | VISR01 | PTA 1 VIISOARA CORBU | 1009141000000454 | Enel
392 | BACĂU | BC30 | ONESTI | ONESTI 110 | VISR02 | PTA 2 VIISOARA | 1009141000001201 | Enel
393 | BACĂU | BC30 | ONESTI | ONESTI 110 | VISR03 | PTA 3 VIISOARA ST EPURARE | 1009151000002473 | Enel
394 | BACĂU | BC30 | ONESTI | ONESTI 110 | VRAN01 | PTA VRINCENI | 1009151000002469 | Enel
395 | BACĂU | BC30 | ONESTI | ONESTI 35 | ALBL01 | PTA ALBELE | 1009141000000517 | Enel
396 | BACĂU | BC30 | ONESTI | ONESTI 35 | BARZ01 | PTA 1 BARZULESTI | 1009151000001482 | Enel
397 | BACĂU | BC30 | ONESTI | ONESTI 35 | BARZ02 | PTA 2 BARZULESTI | 1009141000000643 | Enel
398 | BACĂU | BC30 | ONESTI | ONESTI 35 | BERZ02 | PTA 2 BERZUNTI(CENTRU) | 1702434127045289 | Hexing
399 | BACĂU | BC30 | ONESTI | ONESTI 35 | BERZ03 | PTA 3 BERZUNTI(BUTUCARU) | 1702434127045285 | Hexing
400 | BACĂU | BC30 | ONESTI | ONESTI 35 | BGDO01 | PTA 1 BOGDANESTI | 1009141000000169 | Enel
401 | BACĂU | BC30 | ONESTI | ONESTI 35 | BGDO02 | PTA 2 BOGDANESTI | 1009141000000182 | Enel
402 | BACĂU | BC30 | ONESTI | ONESTI 35 | BGDO03 | PTA 3 BOGDANESTI | 1009151000001508 | Enel
403 | BACĂU | BC30 | ONESTI | ONESTI 35 | BGDO04 | PTA 4 BOGDANESTI | 1009151000001582 | Enel
404 | BACĂU | BC30 | ONESTI | ONESTI 35 | BGDO06 | PTA BOGDANESTI MHC | 1009151000001586 | Enel
405 | BACĂU | BC30 | ONESTI | ONESTI 35 | BHCI01 | PT 1 BUHOCI 0NESTI | 1009141000000349 | Enel
406 | BACĂU | BC30 | ONESTI | ONESTI 35 | BHCI02 | PT 2 BUHOCI ONESTI | 1009141000000926 | Enel
407 | BACĂU | BC30 | ONESTI | ONESTI 35 | BHNA01 | PTA BAHNA | 1009141000000957 | Enel
408 | BACĂU | BC30 | ONESTI | ONESTI 35 | BIRS01 | PTA 1 BIRSANESTI | 1009151000001493 | Enel
409 | BACĂU | BC30 | ONESTI | ONESTI 35 | BIRS02 | PTA 2 BIRSANESTI | 1009141000000489 | Enel
410 | BACĂU | BC30 | ONESTI | ONESTI 35 | BIRS03 | PTA 3 BIRSANESTI GLODOSU | 1009141000000398 | Enel
411 | BACĂU | BC30 | ONESTI | ONESTI 35 | BIRS04 | PTA 4 BIRSANESTI | 1009151000001610 | Enel
412 | BACĂU | BC30 | ONESTI | ONESTI 35 | BIRS05 | PTA CAP BIRSANESTI | 1009141000001158 | Enel
413 | BACĂU | BC30 | ONESTI | ONESTI 35 | BIRS06 | PTA 6 BIRSANESTI | 1009141000000934 | Enel
414 | BACĂU | BC30 | ONESTI | ONESTI 35 | BLNS01 | PTA 1 BALANEASA | 1009141000000074 | Enel
415 | BACĂU | BC30 | ONESTI | ONESTI 35 | BLNS02 | PTA 2 BALANEASA | 1009141000000111 | Enel
416 | BACĂU | BC30 | ONESTI | ONESTI 35 | BLNS03 | PTA 3 BALANEASA | 1009141000000083 | Enel
417 | BACĂU | BC30 | ONESTI | ONESTI 35 | BRTI01 | PTA 1 BRATILA | 1009151000001608 | Enel
418 | BACĂU | BC30 | ONESTI | ONESTI 35 | BRTI02 | PTA 2 BRATILA | 1009141000000904 | Enel
419 | BACĂU | BC30 | ONESTI | ONESTI 35 | BRTI03 | PTA 3 BRATILA | 1009141000001118 | Enel
420 | BACĂU | BC30 | ONESTI | ONESTI 35 | BRTI04 | PTA 4 BRATILA CIORTEA | 1009141000000495 | Enel
421 | BACĂU | BC30 | ONESTI | ONESTI 35 | BRTI05 | PTA 5 BRATILA CAP | 1009141000001257 | Enel
422 | BACĂU | BC30 | ONESTI | ONESTI 35 | BTES01 | PTA 1 BRATESTI | 1009141000000160 | Enel
423 | BACĂU | BC30 | ONESTI | ONESTI 35 | BTES02 | PTA 2 BRATESTI | 1009141000000161 | Enel
424 | BACĂU | BC30 | ONESTI | ONESTI 35 | BUDA01 | PTA BUDA | 1009141000000254 | Enel
425 | BACĂU | BC30 | ONESTI | ONESTI 35 | CALC01 | PTA CALCAI | 1009141000001132 | Enel
426 | BACĂU | BC30 | ONESTI | ONESTI 35 | CARC01 | PTA 1 CARACLAU | 1009151000001634 | Enel
427 | BACĂU | BC30 | ONESTI | ONESTI 35 | CARC02 | PTA 2 CARACLAU | 1009141000000057 | Enel
428 | BACĂU | BC30 | ONESTI | ONESTI 35 | CARC03 | PTA 3 CARACLAU | 1009141000000081 | Enel
429 | BACĂU | BC30 | ONESTI | ONESTI 35 | CASI01 | PTA 1 CASIN | 1009141000001231 | Enel
430 | BACĂU | BC30 | ONESTI | ONESTI 35 | CASI02 | PTA 2 CASIN | 1009141000000533 | Enel
431 | BACĂU | BC30 | ONESTI | ONESTI 35 | CASI03 | PTA 3 CASIN | 1009151000001674 | Enel
432 | BACĂU | BC30 | ONESTI | ONESTI 35 | CASI04 | PTA 4 CASIN | 1009141000000990 | Enel
433 | BACĂU | BC30 | ONESTI | ONESTI 35 | CASI05 | PTA 5 CASIN CAP | 1009141000001221 | Enel
434 | BACĂU | BC30 | ONESTI | ONESTI 35 | CASI06 | PTA 6 CASIN CAP | 1009141000000821 | Enel
435 | BACĂU | BC30 | ONESTI | ONESTI 35 | CMAN01 | PT 1 COMAN | 1009141000000105 | Enel
436 | BACĂU | BC30 | ONESTI | ONESTI 35 | CNTB01 | PTA CONT | 1009141000001238 | Enel
437 | BACĂU | BC30 | ONESTI | ONESTI 35 | CURI01 | PTA 1 CURITA | 1009141000000109 | Enel
438 | BACĂU | BC30 | ONESTI | ONESTI 35 | CURI02 | PTA 2 CURITA | 1009141000000118 | Enel
439 | BACĂU | BC30 | ONESTI | ONESTI 35 | DBLC01 | PTA DRAGA BELCI | 1009141000000824 | Enel
440 | BACĂU | BC30 | ONESTI | ONESTI 35 | DLNH01 | PTA 1 DELENI | 1009141000001009 | Enel
441 | BACĂU | BC30 | ONESTI | ONESTI 35 | DLNH02 | PTA 2 DELENI | 1009141000000888 | Enel
442 | BACĂU | BC30 | ONESTI | ONESTI 35 | DLNH03 | PTA 3 DELENI | 1009151000001585 | Enel
443 | BACĂU | BC30 | ONESTI | ONESTI 35 | DRGG02 | PTA 2 DRAGUGESTI | 1009141000000479 | Enel
444 | BACĂU | BC30 | ONESTI | ONESTI 35 | DRGG03 | PTA 3 DRAGUGESTI | 1009141000001169 | Enel
445 | BACĂU | BC30 | ONESTI | ONESTI 35 | DRGR01 | PTA 1 DRAGOMIR | 1009141000000110 | Enel
446 | BACĂU | BC30 | ONESTI | ONESTI 35 | DRGR02 | PTA 2 DRAGOMIR(BISCA) | 1009141000000056 | Enel
447 | BACĂU | BC30 | ONESTI | ONESTI 35 | DRGR05 | PTA 5 DRAGOMIR | 1009151000002450 | Enel
448 | BACĂU | BC30 | ONESTI | ONESTI 35 | FERO01 | PTA 1 FERASTRAU | 1009141000000212 | Enel
449 | BACĂU | BC30 | ONESTI | ONESTI 35 | FERO02 | PTA 2 FERASTRAU | 1009141000001138 | Enel
450 | BACĂU | BC30 | ONESTI | ONESTI 35 | FLPT01 | PTA 1 FILIPESTI ONESTI | 1009141000000230 | Enel
451 | BACĂU | BC30 | ONESTI | ONESTI 35 | GALN01 | PTA FERMA GALEAN | 1009141000000557 | Enel
452 | BACĂU | BC30 | ONESTI | ONESTI 35 | HARJ01 | PTA HARJA | 1009141000001150 | Enel
453 | BACĂU | BC30 | ONESTI | ONESTI 35 | HARJ02 | PTA CONEX HIRJA | 1009141000000796 | Enel
454 | BACĂU | BC30 | ONESTI | ONESTI 35 | HARJ03 | PTA 3 HARJA | 1009141000000603 | Enel
455 | BACĂU | BC30 | ONESTI | ONESTI 35 | HELG01 | PTA 1 HELEGIU | 1009141000000280 | Enel
456 | BACĂU | BC30 | ONESTI | ONESTI 35 | HELG02 | PTA 2 HELEGIU | 1009141000000219 | Enel
457 | BACĂU | BC30 | ONESTI | ONESTI 35 | HELG03 | PTA 3 HELEGIU | 1009141000000165 | Enel
458 | BACĂU | BC30 | ONESTI | ONESTI 35 | HELG04 | PTA P APA CAP HELEGIU | 1009141000001142 | Enel
459 | BACĂU | BC30 | ONESTI | ONESTI 35 | HELG05 | PTA CAP HELEGIU | 1009141000000245 | Enel
460 | BACĂU | BC30 | ONESTI | ONESTI 35 | LIVE01 | PTA 1 LIVEZI | 1009141000000637 | Enel
461 | BACĂU | BC30 | ONESTI | ONESTI 35 | LIVE02 | PTA 2 LIVEZI SMA | 1009141000000720 | Enel
462 | BACĂU | BC30 | ONESTI | ONESTI 35 | LIVE03 | PTA 3 LIVEZI CAP | 1009141000000656 | Enel
463 | BACĂU | BC30 | ONESTI | ONESTI 35 | LIVE05 | PTA 5 LIVEZI | 1009141000000937 | Enel
464 | BACĂU | BC30 | ONESTI | ONESTI 35 | LIVE06 | PTA 6 LIVEZI | 1009141000000614 | Enel
465 | BACĂU | BC30 | ONESTI | ONESTI 35 | LUPS01 | PTA 1 LUPESTI | 1009141000000167 | Enel
466 | BACĂU | BC30 | ONESTI | ONESTI 35 | LUPS02 | PTA 2 LUPESTI | 1009141000000039 | Enel
467 | BACĂU | BC30 | ONESTI | ONESTI 35 | MANC01 | PTA 1 M. CASIN | 1009141000000283 | Enel
468 | BACĂU | BC30 | ONESTI | ONESTI 35 | MANC02 | PTA 2 M. CASIN | 1009141000000227 | Enel
469 | BACĂU | BC30 | ONESTI | ONESTI 35 | MANC03 | PTA 3 M. CASIN | 1009141000000253 | Enel
470 | BACĂU | BC30 | ONESTI | ONESTI 35 | MANC04 | PTA 4 M. CASIN | 1009151000001650 | Enel
471 | BACĂU | BC30 | ONESTI | ONESTI 35 | MANC05 | PTA 5 M. CASIN (MHC) | 1009151000002401 | Enel
472 | BACĂU | BC30 | ONESTI | ONESTI 35 | MATI01 | PTA MATESTI | 1009141000000484 | Enel
473 | BACĂU | BC30 | ONESTI | ONESTI 35 | MRGO01 | PTA MARGINEA(OITUZ) | 1009141000000126 | Enel
474 | BACĂU | BC30 | ONESTI | ONESTI 35 | OITU01 | PTA 1 OITUZ | 1702434126423124 | Hexing
475 | BACĂU | BC30 | ONESTI | ONESTI 35 | OITU02 | PTA 2 OITUZ | 1702334123717699 | Hexing
476 | BACĂU | BC30 | ONESTI | ONESTI 35 | OITU03 | PTA 3 OITUZ HATMAN | 1702434126588366 | Hexing
477 | BACĂU | BC30 | ONESTI | ONESTI 35 | OITU04 | PTA 4 OITUZ PESTE VAL | 1702334123717697 | Hexing
478 | BACĂU | BC30 | ONESTI | ONESTI 35 | OITU06 | PTA 6 20 KV OITUZ | 1702334123717696 | Hexing
479 | BACĂU | BC30 | ONESTI | ONESTI 35 | OITU07 | PTA MHC OITUZ | 1702434126423127 | Hexing
480 | BACĂU | BC30 | ONESTI | ONESTI 35 | ONE001 | PT 1 ONESTI | 1009141000000469 | Enel
481 | BACĂU | BC30 | ONESTI | ONESTI 35 | ONE001 | PT 1 ONESTI | 1009141000000521 | Enel
482 | BACĂU | BC30 | ONESTI | ONESTI 35 | ONE002 | PT 2 ONESTI | 1009141000000515 | Enel
483 | BACĂU | BC30 | ONESTI | ONESTI 35 | ONE002 | PT 2 ONESTI | 1009141000000628 | Enel
484 | BACĂU | BC30 | ONESTI | ONESTI 35 | ONE003 | PT 3 ONESTI | 1009141000000178 | Enel
485 | BACĂU | BC30 | ONESTI | ONESTI 35 | ONE003 | PT 3 ONESTI | 1009141000000201 | Enel
486 | BACĂU | BC30 | ONESTI | ONESTI 35 | ONE005 | PT 5 ONESTI | 1009141000000335 | Enel
487 | BACĂU | BC30 | ONESTI | ONESTI 35 | ONE006 | PT 6 ONESTI | 1009141000000328 | Enel
488 | BACĂU | BC30 | ONESTI | ONESTI 35 | ONE007 | PT 7 ONESTI | 1009151000001405 | Enel
489 | BACĂU | BC30 | ONESTI | ONESTI 35 | ONE008 | PT 8 ONESTI | 1009141000000343 | Enel
490 | BACĂU | BC30 | ONESTI | ONESTI 35 | ONE009 | PT 9 ONESTI | 1009141000000333 | Enel
491 | BACĂU | BC30 | ONESTI | ONESTI 35 | ONE011 | PT 11 ONESTI | 1009141000000293 | Enel
492 | BACĂU | BC30 | ONESTI | ONESTI 35 | ONE016 | PT 16 ONESTI | 1009151000001408 | Enel
493 | BACĂU | BC30 | ONESTI | ONESTI 35 | ONE019 | PT 19 ONESTI | 1009141000000340 | Enel
494 | BACĂU | BC30 | ONESTI | ONESTI 35 | ONE020 | PT 20 ONESTI | 1009141000000478 | Enel
495 | BACĂU | BC30 | ONESTI | ONESTI 35 | ONE021 | PT 21 ONESTI | 1009141000000756 | Enel
496 | BACĂU | BC30 | ONESTI | ONESTI 35 | ONE025 | PT 25 ONESTI | 1009141000000318 | Enel
497 | BACĂU | BC30 | ONESTI | ONESTI 35 | ONE027 | PT 27 ONESTI | 1009141000000632 | Enel
498 | BACĂU | BC30 | ONESTI | ONESTI 35 | ONE036 | PTCZ 36 ONESTI POMPE APA CUCIUR | 1009151000002388 | Enel
499 | BACĂU | BC30 | ONESTI | ONESTI 35 | ONE044 | PT 44 ONESTI | 1009141000000194 | Enel
500 | BACĂU | BC30 | ONESTI | ONESTI 35 | ONE044 | PT 44 ONESTI | 1009151000001420 | Enel
501 | BACĂU | BC30 | ONESTI | ONESTI 35 | ONE046 | PT 46 ONESTI | 1009141000000702 | Enel
502 | BACĂU | BC30 | ONESTI | ONESTI 35 | ONE055 | PT 55 ONESTI | 1009141000000106 | Enel
503 | BACĂU | BC30 | ONESTI | ONESTI 35 | ONE063 | PTA 63 ONESTI | 1009141000000077 | Enel
504 | BACĂU | BC30 | ONESTI | ONESTI 35 | ONE094 | PTA 94 SMA ONESTI | 1009151000002503 | Enel
505 | BACĂU | BC30 | ONESTI | ONESTI 35 | ORAS01 | PTA 1 ORASA | 1009141000000257 | Enel
506 | BACĂU | BC30 | ONESTI | ONESTI 35 | PARV01 | PTA 1 PARVULESTI | 1009141000000216 | Enel
507 | BACĂU | BC30 | ONESTI | ONESTI 35 | PARV02 | PTA 2 PARVULESTI | 1009141000000282 | Enel
508 | BACĂU | BC30 | ONESTI | ONESTI 35 | PARV03 | PTA 3 PARVULESTI | 1009141000000226 | Enel
509 | BACĂU | BC30 | ONESTI | ONESTI 35 | PARV04 | PTA 4 PARVULESTI | 1009141000000281 | Enel
510 | BACĂU | BC30 | ONESTI | ONESTI 35 | PIAN01 | PTA 1 POIANA LIVEZI | 1009141000000567 | Enel
511 | BACĂU | BC30 | ONESTI | ONESTI 35 | PIAN02 | PTA 2 POIANA LIVEZI | 1009141000001111 | Enel
512 | BACĂU | BC30 | ONESTI | ONESTI 35 | POSA01 | PTA 1 POIANA SARATA | 1009141000000295 | Enel
513 | BACĂU | BC30 | ONESTI | ONESTI 35 | POSA02 | PTA 2 POIANA SARATA | 1009141000000530 | Enel
514 | BACĂU | BC30 | ONESTI | ONESTI 35 | POSA03 | PTA 3 POIANA SARATA | 1009141000000872 | Enel
515 | BACĂU | BC30 | ONESTI | ONESTI 35 | POSA05 | PTA CAMPING POIANA SARATA | 1009151000002472 | Enel
516 | BACĂU | BC30 | ONESTI | ONESTI 35 | POSA06 | PTA TABARA ELEVI POIANA SARATA | 1009151000001355 | Enel
517 | BACĂU | BC30 | ONESTI | ONESTI 35 | PRAL01 | PTA 1 PRAJOAIA | 1009141000000115 | Enel
518 | BACĂU | BC30 | ONESTI | ONESTI 35 | SAND01 | PTA 1 SANDULENI | 1009141000000831 | Enel
519 | BACĂU | BC30 | ONESTI | ONESTI 35 | SAND03 | PTA 3 SANDULENI | 1009141000000547 | Enel
520 | BACĂU | BC30 | ONESTI | ONESTI 35 | SAND04 | PTA 4 SANDULENI (IAS) | 1009151000001344 | Enel
521 | BACĂU | BC30 | ONESTI | ONESTI 35 | SAND05 | PTA 5 SANDULENI (SMA) | 1009141000000647 | Enel
522 | BACĂU | BC30 | ONESTI | ONESTI 35 | SAND06 | PTA 6 SANDULENI ORA | 1009141000001214 | Enel
523 | BACĂU | BC30 | ONESTI | ONESTI 35 | SAND08 | PTA 8 SANDULENI | 1009141000001200 | Enel
524 | BACĂU | BC30 | ONESTI | ONESTI 35 | SAND10 | PTA MOARA SANDULENI | 1009151000002402 | Enel
525 | BACĂU | BC30 | ONESTI | ONESTI 35 | SCRG01 | PTA 1 SCARIGA | 1009141000000073 | Enel
526 | BACĂU | BC30 | ONESTI | ONESTI 35 | SCRG02 | PTA 2 SCARIGA | 1009141000000076 | Enel
527 | BACĂU | BC30 | ONESTI | ONESTI 35 | SCTB01 | PTA 1 SCUTARU PRIMARIA M CASIN | 1009151000002122 | Enel
528 | BACĂU | BC30 | ONESTI | ONESTI 35 | SLON01 | PTA SLOBOZIA NOUA | 1009141000001217 | Enel
529 | BACĂU | BC30 | ONESTI | ONESTI 35 | STUF01 | PT STUFUL | 1009141000000562 | Enel
530 | BACĂU | BC30 | ONESTI | ONESTI 35 | VRSS01 | PT VERSESTI | 1009141000000766 | Enel
531 | BACĂU | BC30 | ONESTI | RACACIUNI | DRGU01 | PT 1 DRAGUSENI | 1009151000001495 | Enel
532 | BACĂU | BC30 | ONESTI | SISCANI | BLCA01 | PTA BILCA | 1009141000000211 | Enel
533 | BACĂU | BC30 | ONESTI | SISCANI | BLID01 | PTA 1 BLIDARI | 1009141000001290 | Enel
534 | BACĂU | BC30 | ONESTI | SISCANI | BLID02 | PTA 2 BLIDARI | 1009141000000943 | Enel
535 | BACĂU | BC30 | ONESTI | SISCANI | BRSA01 | PTA BORSANI | 1009141000000416 | Enel
536 | BACĂU | BC30 | ONESTI | SISCANI | CAIU01 | PTA 1 CAIUTI | 1009141000000662 | Enel
537 | BACĂU | BC30 | ONESTI | SISCANI | CAIU02 | PTA 2 CAIUTI | 1009141000000514 | Enel
538 | BACĂU | BC30 | ONESTI | SISCANI | CAIU03 | PTA 3 CAIUTI | 1009141000000978 | Enel
539 | BACĂU | BC30 | ONESTI | SISCANI | CAIU04 | PTA 4 CAIUTI | 1009141000001011 | Enel
540 | BACĂU | BC30 | ONESTI | SISCANI | CAIU06 | PTA CFR CAIUTI | 1009141000000502 | Enel
541 | BACĂU | BC30 | ONESTI | SISCANI | COTO01 | PTA 1 COTOFANESTI | 1009141000000166 | Enel
542 | BACĂU | BC30 | ONESTI | SISCANI | COTO02 | PTA 2 COTOFANESTI | 1009141000001211 | Enel
543 | BACĂU | BC30 | ONESTI | SISCANI | CRNT01 | PTA CORNATEL | 1009141000000741 | Enel
544 | BACĂU | BC30 | ONESTI | SISCANI | MARC01 | BALANTA PTA MARCESTI | 1009141000000595 | Enel
545 | BACĂU | BC30 | ONESTI | SISCANI | POPC01 | PTA 1 POPENI | 1009141000001234 | Enel
546 | BACĂU | BC30 | ONESTI | SISCANI | POPC02 | PTA 2 POPENI CAP | 1009141000001270 | Enel
547 | BACĂU | BC30 | ONESTI | SISCANI | POPC03 | PTA 3 POPENI POMPA APA | 1009151000001613 | Enel
548 | BACĂU | BC30 | ONESTI | SISCANI | POPC04 | PTA 4 POPENI | 1009141000001223 | Enel
549 | BACĂU | BC30 | ONESTI | SISCANI | PRLE01 | PTA 1 PRALEA | 1009141000000477 | Enel
550 | BACĂU | BC30 | ONESTI | SISCANI | PRLE03 | PTA 3 PRALEA | 1009141000001207 | Enel
551 | BACĂU | BC30 | ONESTI | SISCANI | PRLE04 | PTA 4 PRALEA | 1009151000002062 | Enel
552 | BACĂU | BC30 | ONESTI | SISCANI | SLOU01 | PT 1 SLOBOZIA URECHESTI | 1009141000000896 | Enel
553 | BACĂU | BC30 | ONESTI | SISCANI | STNU01 | PTA SATU NOU URECHESTI | 1009141000001287 | Enel
554 | BACĂU | BC30 | ONESTI | SISCANI | UREC01 | PTA 1 URECHESTI | 1009141000000538 | Enel
555 | BACĂU | BC30 | ONESTI | SISCANI | UREC02 | PTA 2 URECHESTI | 1009141000000480 | Enel
556 | BACĂU | BC30 | ONESTI | SISCANI | UREC03 | PTA 3 URECHESTI | 1009141000000944 | Enel
557 | BACĂU | BC30 | ONESTI | TARATA | SAND07 | PT 7 SANDULENI (V. PRISACII) | 1009141000000859 | Enel
558 | BACĂU | BC30 | ONESTI | TG. OCNA | BOGT01 | PTA BOGATA | 1009141000000931 | Enel
559 | BACĂU | BC30 | ONESTI | TG. OCNA | CIRS01 | PTA 1 CIRESOAIA | 1009151000002771 | Enel
560 | BACĂU | BC30 | ONESTI | TG. OCNA | CIRS02 | PTA 2 CIRESOAIA | 1009141000001189 | Enel
561 | BACĂU | BC30 | ONESTI | TG. OCNA | CIRS03 | PTA 3 CIRESOAIA | 1009151000001412 | Enel
562 | BACĂU | BC30 | ONESTI | TG. OCNA | CRDC01 | PTA 1 CERDAC | 1009151000002766 | Enel
563 | BACĂU | BC30 | ONESTI | TG. OCNA | CRDC02 | PTA 2 CERDAC | 1009141000000215 | Enel
564 | BACĂU | BC30 | ONESTI | TG. OCNA | CRDC03 | PTA 3 CERDAC | 1009151000002443 | Enel
565 | BACĂU | BC30 | ONESTI | TG. OCNA | CUCD03 | PTA 3 CUCUIETI DOFTEANA | 1009141000001151 | Enel
566 | BACĂU | BC30 | ONESTI | TG. OCNA | DOFT01 | PTA 1 DOFTEANA | 1009141000000237 | Enel
567 | BACĂU | BC30 | ONESTI | TG. OCNA | DOFT02 | PTA 2 DOFTEANA | 1009141000000948 | Enel
568 | BACĂU | BC30 | ONESTI | TG. OCNA | HAGH01 | PTA 1 HAGHIAC | 1009141000000839 | Enel
569 | BACĂU | BC30 | ONESTI | TG. OCNA | HAGH02 | PTA 2 HAGHIAC | 1009141000001187 | Enel
570 | BACĂU | BC30 | ONESTI | TG. OCNA | NICR01 | PTA 1 NICORESTI | 1009141000001088 | Enel
571 | BACĂU | BC30 | ONESTI | TG. OCNA | PABO01 | PTA PARAU BOGHI | 1009141000000631 | Enel
572 | BACĂU | BC30 | ONESTI | TG. OCNA | PCRI01 | PTA PACURI | 1009141000001145 | Enel
573 | BACĂU | BC30 | ONESTI | TG. OCNA | PINP01 | PTA POENI (TG.OCNA) | 1009141000000573 | Enel
574 | BACĂU | BC30 | ONESTI | TG. OCNA | PIRG01 | PTA PIRGARESTI | 1009141000001274 | Enel
575 | BACĂU | BC30 | ONESTI | TG. OCNA | SLA001 | PTA 1 SLANIC MOLD | 1009151000001396 | Enel
576 | BACĂU | BC30 | ONESTI | TG. OCNA | SLA002 | PTA 2 SLANIC MOLD POMPE APA | 1009151000002070 | Enel
577 | BACĂU | BC30 | ONESTI | TG. OCNA | SLA005 | PTA 5 SLANIC MOLD | 1009141000001176 | Enel
578 | BACĂU | BC30 | ONESTI | TG. OCNA | SLA007 | PTA 7 SLANIC MOLD | 1009141000000399 | Enel
579 | BACĂU | BC30 | ONESTI | TG. OCNA | SLA008 | PTA 8 SLANIC MOLD | 1009151000001481 | Enel
580 | BACĂU | BC30 | ONESTI | TG. OCNA | SLA009 | PTA 9 SLANIC MOLD | 1009151000002063 | Enel
581 | BACĂU | BC30 | ONESTI | TG. OCNA | SLA010 | PTA 10 SLANIC MOLD | 1009141000001188 | Enel
582 | BACĂU | BC30 | ONESTI | TG. OCNA | SLA011 | PTA 11 SLANIC MOLD. | 1009141000001004 | Enel
583 | BACĂU | BC30 | ONESTI | TG. OCNA | STFM01 | PTA 1 STEFAN VODA | 1009141000001225 | Enel
584 | BACĂU | BC30 | ONESTI | TG. OCNA | STFM02 | PTA 2 STEFAN VODA | 1009141000001219 | Enel
585 | BACĂU | BC30 | ONESTI | TG. OCNA | STNP01 | PTA 1 SATU NOU PIRG | 1009141000000625 | Enel
586 | BACĂU | BC30 | ONESTI | TG. OCNA | STNP02 | PTA 2 SATU NOU PIRG | 1009141000000822 | Enel
587 | BACĂU | BC30 | ONESTI | TG. OCNA | STSL02 | PTA 2 SATU NOU SLANIC | 1009151000002396 | Enel
588 | BACĂU | BC30 | ONESTI | TG. OCNA | TOC001 | PT 1 TG OCNA | 1009141000001265 | Enel
589 | BACĂU | BC30 | ONESTI | TG. OCNA | TOC002 | PT 2 TG OCNA | 1009141000001153 | Enel
590 | BACĂU | BC30 | ONESTI | TG. OCNA | TOC003 | PTA 3 TG OCNA (ABATOR) | 1009141000000977 | Enel
591 | BACĂU | BC30 | ONESTI | TG. OCNA | TOC004 | PTA 4 TG OCNA | 1009141000000823 | Enel
592 | BACĂU | BC30 | ONESTI | TG. OCNA | TOC005 | PT 5 TG OCNA | 1009141000000588 | Enel
593 | BACĂU | BC30 | ONESTI | TG. OCNA | TOC006 | PTA 6 TG OCNA | 1009151000001475 | Enel
594 | BACĂU | BC30 | ONESTI | TG. OCNA | TOC007 | PTA 7 TG OCNA | 1009141000001197 | Enel
595 | BACĂU | BC30 | ONESTI | TG. OCNA | TOC009 | PTA 9 TG OCNA | 1009151000001325 | Enel
596 | BACĂU | BC30 | ONESTI | TG. OCNA | TOC010 | PTA 10 TG OCNA | 1009141000000963 | Enel
597 | BACĂU | BC30 | ONESTI | TG. OCNA | TOC012 | PTA 12 TG OCNA VILCELE | 1009141000000841 | Enel
598 | BACĂU | BC30 | ONESTI | TG. OCNA | TOC013 | PTA 13 TG OCNA | 1009141000000975 | Enel
599 | BACĂU | BC30 | ONESTI | TG. OCNA | TOC014 | PTA 14 TG OCNA CAP | 1009141000001282 | Enel
600 | BACĂU | BC30 | ONESTI | TG. OCNA | TOC015 | PTA 15 TG OCNA | 1009141000001137 | Enel
601 | BACĂU | BC30 | ONESTI | TG. OCNA | TOC016 | PTA 16 TG OCNA | 1009141000000933 | Enel
602 | BACĂU | BC30 | ONESTI | TG. OCNA | TOC018 | PTA 18 TG OCNA | 1009141000001190 | Enel
603 | BACĂU | BC30 | ONESTI | TG. OCNA | TOC019 | PT 19 TG OCNA | 1009141000001256 | Enel
604 | BACĂU | BC30 | ONESTI | TG. OCNA | TOC021 | PTA 21 TG OCNA VILCELE | 1009141000001191 | Enel
605 | BACĂU | BC30 | ONESTI | TG. OCNA | TOC022 | PT 22 TG OCNA | 1009141000001245 | Enel
606 | BACĂU | BC30 | ONESTI | TG. OCNA | TOC023 | PT 23 TG OCNA | 1009141000000837 | Enel
607 | BACĂU | BC30 | ONESTI | TG. OCNA | TOC024 | PTA 24 TG OCNA MOS | 1009141000001164 | Enel
608 | BACĂU | BC30 | ONESTI | TG. OCNA | TOC025 | PT 25 TG OCNA | 1009141000000459 | Enel
609 | BACĂU | BC30 | ONESTI | TG. OCNA | TOC026 | PTA 26 TG OCNA | 1009151000001621 | Enel
610 | BACĂU | BC30 | ONESTI | TG. OCNA | TOC027 | PTA 27 TG OCNA | 1009141000000693 | Enel
611 | BACĂU | BC30 | ONESTI | TG. OCNA | TOC029 | PT 29 TG OCNA | 1009141000000600 | Enel
612 | BACĂU | BC30 | ONESTI | TG. OCNA | TOC030 | PT 30 TG OCNA | 1009141000000834 | Enel
613 | BACĂU | BC30 | ONESTI | TG. OCNA | TOC031 | PT 31 TG OCNA | 1009141000001157 | Enel
614 | BACĂU | BC30 | ONESTI | TG. OCNA | TOC032 | PT 32 TG OCNA | 1009141000000613 | Enel
615 | BACĂU | BC30 | ONESTI | TG. OCNA | TOC034 | PT 34 TG OCNA | 1009141000000512 | Enel
616 | BACĂU | BC30 | ONESTI | TG. OCNA | TOC035 | PTA 35 TG OCNA VILCELE | 1009141000000401 | Enel
617 | BACĂU | BC30 | ONESTI | TG. OCNA | TOC038 | PTA PECO TG OCNA | 1009141000000441 | Enel
618 | BACĂU | BC30 | ONESTI | TG. OCNA | TRGT01 | PTA 1 TG TROTUS | 1009141000000465 | Enel
619 | BACĂU | BC30 | ONESTI | TG. OCNA | TRGT02 | PTA 2 TG TROTUS | 1009141000000592 | Enel
620 | BACĂU | BC30 | ONESTI | TG. OCNA | TRGT04 | PTA AUTOSERVICE T TR | 1009141000001152 | Enel
621 | BACĂU | BC30 | ONESTI | TG. OCNA | TRGT07 | PTA 7 TG TROTUS | 1009151000002028 | Enel
622 | BACĂU | BC30 | ONESTI | TG. OCNA | TRGT10 | PTA SPPI IRIG TG TROT | 1009151000002470 | Enel
623 | BACĂU | BC30 | ONESTI | TG. OCNA | TUTA01 | PTA 1 TUTA | 1009141000000541 | Enel
624 | BACĂU | BC30 | ONESTI | TG. OCNA | TUTA02 | PTA 2 TUTA | 1009141000001122 | Enel
625 | BACĂU | BC30 | ONESTI | TG. OCNA | TUTA03 | PT 3 TUTA | 1009141000000883 | Enel
626 | BACĂU | BC30 | ONESTI | TG. OCNA | VSRA01 | PTA 1 VIISOARA TG TR | 1009141000000601 | Enel
627 | BACĂU | BC30 | ONESTI | TG. OCNA | VSRA02 | PTA 2 VIISOARA TG TR | 1009141000000596 | Enel
628 | BACĂU | BC40 | BUHUSI | BUHUSI | BLAG01 | PT 1 BLAGESTI | 1009141000000430 | Enel
629 | BACĂU | BC40 | BUHUSI | BUHUSI | BLAG02 | PT 2 BLAGESTI | 1009141000000797 | Enel
630 | BACĂU | BC40 | BUHUSI | BUHUSI | BLAG03 | PT 3 BLAGESTI | 1009141000000014 | Enel
631 | BACĂU | BC40 | BUHUSI | BUHUSI | BLAG04 | PT 4 BLAGESTI | 1009141000000836 | Enel
632 | BACĂU | BC40 | BUHUSI | BUHUSI | BLAG05 | PT 5 BLAGESTI | 1009141000000774 | Enel
633 | BACĂU | BC40 | BUHUSI | BUHUSI | BLAG08 | PT 8 BLAGESTI | 1009141000000029 | Enel
634 | BACĂU | BC40 | BUHUSI | BUHUSI | BUDB01 | PT 1 BUDA(BLAGESTI) | 1009141000000319 | Enel
635 | BACĂU | BC40 | BUHUSI | BUHUSI | BUDB02 | PT 2 BUDA(BLAGESTI) | 1009141000000305 | Enel
636 | BACĂU | BC40 | BUHUSI | BUHUSI | BUDB03 | PT 3 BUDA (BLAGESTI) | 1009141000000345 | Enel
637 | BACĂU | BC40 | BUHUSI | BUHUSI | BUH001 | PT 1 BUHUSI | 1009141000000805 | Enel
638 | BACĂU | BC40 | BUHUSI | BUHUSI | BUH002 | PT 2 BUHUSI | 1009141000001159 | Enel
639 | BACĂU | BC40 | BUHUSI | BUHUSI | BUH003 | PT 3 BUHUSI | 1009141000000782 | Enel
640 | BACĂU | BC40 | BUHUSI | BUHUSI | BUH004 | PT 4 BUHUSI | 1009151000001593 | Enel
641 | BACĂU | BC40 | BUHUSI | BUHUSI | BUH005 | PT 5 BUHUSI | 1009141000000987 | Enel
642 | BACĂU | BC40 | BUHUSI | BUHUSI | BUH006 | PT 6 BUHUSI | 1009151000002712 | Enel
643 | BACĂU | BC40 | BUHUSI | BUHUSI | BUH007 | PT 7 BUHUSI | 1009141000000818 | Enel
644 | BACĂU | BC40 | BUHUSI | BUHUSI | BUH008 | PT 8 BUHUSI | 1009151000001639 | Enel
645 | BACĂU | BC40 | BUHUSI | BUHUSI | BUH009 | PT 9 BUHUSI | 1009151000001660 | Enel
646 | BACĂU | BC40 | BUHUSI | BUHUSI | BUH010 | PT 10 BUHUSI | 1009151000001675 | Enel
647 | BACĂU | BC40 | BUHUSI | BUHUSI | BUH011 | PT 11 BUHUSI | 1009151000001659 | Enel
648 | BACĂU | BC40 | BUHUSI | BUHUSI | BUH013 | PT 13 BUHUSI | 1009141000000717 | Enel
649 | BACĂU | BC40 | BUHUSI | BUHUSI | BUH016 | PT 16 BUHUSI | 1009151000001662 | Enel
650 | BACĂU | BC40 | BUHUSI | BUHUSI | BUH017 | PT 17 BUHUSI | 1009141000000487 | Enel
651 | BACĂU | BC40 | BUHUSI | BUHUSI | BUH019 | PT 19 BUHUSI | 1009151000001583 | Enel
652 | BACĂU | BC40 | BUHUSI | BUHUSI | BUH020 | PT 20 BUHUSI | 1009141000000677 | Enel
653 | BACĂU | BC40 | BUHUSI | BUHUSI | BUH021 | PT 21 BUHUSI | 1009141000000630 | Enel
654 | BACĂU | BC40 | BUHUSI | BUHUSI | BUH024 | PT 24 BUHUSI | 1009141000000558 | Enel
655 | BACĂU | BC40 | BUHUSI | BUHUSI | BUH025 | PT 25 BUHUSI | 1009141000000687 | Enel
656 | BACĂU | BC40 | BUHUSI | BUHUSI | BUH028 | PT 28 BUHUSI | 1009151000001651 | Enel
657 | BACĂU | BC40 | BUHUSI | BUHUSI | BUH029 | PT 29 BUHUSI | 1009141000000655 | Enel
658 | BACĂU | BC40 | BUHUSI | BUHUSI | BUH030 | PT 30 BUHUSI | 1009141000000680 | Enel
659 | BACĂU | BC40 | BUHUSI | BUHUSI | BUH034 | PT 34 BUHUSI | 1009141000000566 | Enel
660 | BACĂU | BC40 | BUHUSI | BUHUSI | BUH035 | PT 35 BUHUSI | 1009141000000639 | Enel
661 | BACĂU | BC40 | BUHUSI | BUHUSI | BUH036 | PT 36 BUHUSI | 1009151000001633 | Enel
662 | BACĂU | BC40 | BUHUSI | BUHUSI | BUH038 | PT 38 BUHUSI | 1009151000001696 | Enel
663 | BACĂU | BC40 | BUHUSI | BUHUSI | BUH039 | PT 39 BUHUSI | 1009141000000395 | Enel
664 | BACĂU | BC40 | BUHUSI | BUHUSI | BUH040 | PT 40 BUHUSI | 1009141000001206 | Enel
665 | BACĂU | BC40 | BUHUSI | BUHUSI | BUH041 | PT 41 BUHUSI | 1009141000000425 | Enel
666 | BACĂU | BC40 | BUHUSI | BUHUSI | BUH042 | PT 42 BUHUSI | 1009141000000473 | Enel
667 | BACĂU | BC40 | BUHUSI | BUHUSI | BUH043 | PT 43 BUHUSI | 1009141000000455 | Enel
668 | BACĂU | BC40 | BUHUSI | BUHUSI | BUH044 | PT 44 BUHUSI | 1009141000000467 | Enel
669 | BACĂU | BC40 | BUHUSI | BUHUSI | BUH047 | PT 47 BUHUSI | 1009151000001647 | Enel
670 | BACĂU | BC40 | BUHUSI | BUHUSI | BUH048 | PT 48 BUHUSI | 1009141000000486 | Enel
671 | BACĂU | BC40 | BUHUSI | BUHUSI | BUH055 | PT 55 BUHUSI | 1009141000000500 | Enel
672 | BACĂU | BC40 | BUHUSI | BUHUSI | GRLN01 | PT 1 GARLENI | 1009151000001701 | Enel
673 | BACĂU | BC40 | BUHUSI | BUHUSI | GRLN02 | PT 2 GARLENI (GARA) | 1009141000000718 | Enel
674 | BACĂU | BC40 | BUHUSI | BUHUSI | GRLN04 | PT 4 GARLENI | 1009151000001676 | Enel
675 | BACĂU | BC40 | BUHUSI | BUHUSI | GRLN05 | PT 5 GARLENI | 1009151000001646 | Enel
676 | BACĂU | BC40 | BUHUSI | BUHUSI | GRLS01 | PT 1 GARLENII DE SUS | 1009141000000798 | Enel
677 | BACĂU | BC40 | BUHUSI | BUHUSI | GRLS02 | PT 2 GARLENII DE SUS | 1009141000000750 | Enel
678 | BACĂU | BC40 | BUHUSI | BUHUSI | GURV01 | PT 1 GURA VAII (RACOVA) | 1009141000000661 | Enel
679 | BACĂU | BC40 | BUHUSI | BUHUSI | GURV02 | PT 2 GURA VAII (CAP) | 1009141000000787 | Enel
680 | BACĂU | BC40 | BUHUSI | BUHUSI | GURV04 | PT 4 GURA VAII | 1009141000001161 | Enel
681 | BACĂU | BC40 | BUHUSI | BUHUSI | HALM01 | PT HALMACIOAIA | 1009141000000722 | Enel
682 | BACĂU | BC40 | BUHUSI | BUHUSI | ILIE01 | PT ILIESI | 1009141000000636 | Enel
683 | BACĂU | BC40 | BUHUSI | BUHUSI | LSPZ02 | PT 2 LESPEZI | 1702434126595827 | Hexing
684 | BACĂU | BC40 | BUHUSI | BUHUSI | LSPZ04 | PT 4 LESPEZI | 1702234122645989 | Hexing
685 | BACĂU | BC40 | BUHUSI | BUHUSI | LSPZ05 | PT 5 LESPEZI | 1702234122645990 | Hexing
686 | BACĂU | BC40 | BUHUSI | BUHUSI | PONE01 | PT POIANA NEGUSTORULUI | 1009141000000429 | Enel
687 | BACĂU | BC40 | BUHUSI | BUHUSI | RACO01 | PT 1 RACOVA | 1009141000000205 | Enel
688 | BACĂU | BC40 | BUHUSI | BUHUSI | RACO02 | PT 2 RACOVA | 1009141000000164 | Enel
689 | BACĂU | BC40 | BUHUSI | BUHUSI | RACO03 | PT 3 RACOVA | 1009141000000781 | Enel
690 | BACĂU | BC40 | BUHUSI | BUHUSI | RACO04 | PT 4 RACOVA | 1009141000000856 | Enel
691 | BACĂU | BC40 | BUHUSI | BUHUSI | RACO05 | PT 5 RACOVA | 1009141000000789 | Enel
692 | BACĂU | BC40 | BUHUSI | BUHUSI | RUNB02 | PT 2 RUNC | 1009151000001624 | Enel
693 | BACĂU | BC40 | BUHUSI | BUHUSI | SURI01 | PT SURINA | 1009141000000183 | Enel
694 | BACĂU | BC40 | BUHUSI | BUHUSI | TARM01 | PT 1 TARDENI | 1009141000000727 | Enel
695 | BACĂU | BC40 | BUHUSI | BUHUSI | TARM02 | PT 2 TARDENI | 1009141000000862 | Enel
696 | BACĂU | BC40 | BUHUSI | BUHUSI | TARM03 | PT 3 TARDENI | 1009141000000313 | Enel
697 | BACĂU | BC40 | BUHUSI | BUHUSI | VAIO01 | PT 1 VALEA LUI ION | 1009151000001640 | Enel
698 | BACĂU | BC40 | BUHUSI | BUHUSI | VAIO02 | PT 2 VALEA LUI ION | 1009141000000038 | Enel
699 | BACĂU | BC40 | BUHUSI | GHERAIESTI | ANDS01 | PT 1 ANDRIESESTI(LUPTRANS) | 1009141000000168 | Enel
700 | BACĂU | BC40 | BUHUSI | GHERAIESTI | ANDS03 | PT 3 ANDRIESESTI | 1009141000000172 | Enel
701 | BACĂU | BC40 | BUHUSI | GHERAIESTI | ANDS05 | PT 5 ANDRIESESTI | 1009141000000199 | Enel
702 | BACĂU | BC40 | BUHUSI | GHERAIESTI | BART01 | PT 1 BARATI | 1009141000000346 | Enel
703 | BACĂU | BC40 | BUHUSI | GHERAIESTI | BART02 | PT 2 BARATI SMA | 1009141000000339 | Enel
704 | BACĂU | BC40 | BUHUSI | GHERAIESTI | BART06 | PT 6 BARATI | 1009141000000658 | Enel
705 | BACĂU | BC40 | BUHUSI | GHERAIESTI | BART07 | PT 7 BARATI | 1009151000001638 | Enel
706 | BACĂU | BC40 | BUHUSI | GHERAIESTI | BART09 | PT 9 BARATI | 1009141000000294 | Enel
707 | BACĂU | BC40 | BUHUSI | GHERAIESTI | BART10 | PT 10 BARATI | 1009141000000432 | Enel
708 | BACĂU | BC40 | BUHUSI | GHERAIESTI | CRIH01 | PT 1 CRIHAN | 1009141000000017 | Enel
709 | BACĂU | BC40 | BUHUSI | GHERAIESTI | CRIH02 | PT 2 CRIHAN | 1009141000000019 | Enel
710 | BACĂU | BC40 | BUHUSI | GHERAIESTI | DUBA01 | PT DUBAS | 1009141000000433 | Enel
711 | BACĂU | BC40 | BUHUSI | GHERAIESTI | FNTN01 | PT 1 FANTANELE | 1009141000000200 | Enel
712 | BACĂU | BC40 | BUHUSI | GHERAIESTI | HEME01 | PT 1 HEMEIUSI | 1009141000000284 | Enel
713 | BACĂU | BC40 | BUHUSI | GHERAIESTI | HEME02 | PT 2 HEMEIUSI | 1009141000000220 | Enel
714 | BACĂU | BC40 | BUHUSI | GHERAIESTI | HEME03 | PT 3 HEMEIUSI | 1009141000000970 | Enel
715 | BACĂU | BC40 | BUHUSI | GHERAIESTI | HEME07 | PT 7 HEMEIUSI | 1009141000000739 | Enel
716 | BACĂU | BC40 | BUHUSI | GHERAIESTI | HEME10 | PT 10 HEMEIUSI | 1009141000000218 | Enel
717 | BACĂU | BC40 | BUHUSI | GHERAIESTI | HEME11 | PTAB 11 HEMEIUSI | 1009141000000242 | Enel
718 | BACĂU | BC40 | BUHUSI | GHERAIESTI | HEME12 | PTA 12 HEMEIUSI | 1009141000000559 | Enel
719 | BACĂU | BC40 | BUHUSI | GHERAIESTI | LILI02 | PT 2 LILIECI | 1009151000001619 | Enel
720 | BACĂU | BC40 | BUHUSI | GHERAIESTI | LILI03 | PT 3 LILIECI | 1009141000001243 | Enel
721 | BACĂU | BC40 | BUHUSI | GHERAIESTI | LILI04 | PT 4 LILIECI | 1009141000001032 | Enel
722 | BACĂU | BC40 | BUHUSI | GHERAIESTI | LILI05 | PT 5 LILIECI | 1009141000000700 | Enel
723 | BACĂU | BC40 | BUHUSI | GHERAIESTI | LILI07 | PT 7 LILIECI | 1009141000000857 | Enel
724 | BACĂU | BC40 | BUHUSI | GHERAIESTI | LILI09 | PT 9 LILIECI (UNITATE MILITARA) | 1009151000001488 | Enel
725 | BACĂU | BC40 | BUHUSI | GHERAIESTI | LNCN01 | PT 1 LUNCANI | 1009141000000170 | Enel
726 | BACĂU | BC40 | BUHUSI | GHERAIESTI | LNCN05 | PT 5 LUNCANI | 1009151000002200 | Enel
727 | BACĂU | BC40 | BUHUSI | GHERAIESTI | LNCN06 | PT 6 LUNCANI | 1009151000002706 | Enel
728 | BACĂU | BC40 | BUHUSI | GHERAIESTI | LNCN08 | PT 8 LUNCANI | 1009141000000312 | Enel
729 | BACĂU | BC40 | BUHUSI | GHERAIESTI | LUIZ01 | PT 1 L.CALUGARA | 1009141000001250 | Enel
730 | BACĂU | BC40 | BUHUSI | GHERAIESTI | LUIZ02 | PT 2 L.CALUGARA | 1009141000001196 | Enel
731 | BACĂU | BC40 | BUHUSI | GHERAIESTI | LUIZ03 | PT 3 L.CALUGARA | 1009141000000734 | Enel
732 | BACĂU | BC40 | BUHUSI | GHERAIESTI | LUIZ05 | PT 5 L.CALUGARA | 1009141000000761 | Enel
733 | BACĂU | BC40 | BUHUSI | GHERAIESTI | LUIZ06 | PT 6 L.CALUGARA | 1009141000000768 | Enel
734 | BACĂU | BC40 | BUHUSI | GHERAIESTI | LUIZ07 | PT 7 L.CALUGARA | 1009141000000956 | Enel
735 | BACĂU | BC40 | BUHUSI | GHERAIESTI | LUIZ12 | PT 12 L.CALUGARA | 1009141000000770 | Enel
736 | BACĂU | BC40 | BUHUSI | GHERAIESTI | LUIZ17 | PT 17 L. CALUGARA | 1009141000001260 | Enel
737 | BACĂU | BC40 | BUHUSI | GHERAIESTI | LUIZ19 | PT19 LUIZ CALUGARA | 1009141000000673 | Enel
738 | BACĂU | BC40 | BUHUSI | GHERAIESTI | MAGU01 | PT 1 MAGURA | 1009141000000329 | Enel
739 | BACĂU | BC40 | BUHUSI | GHERAIESTI | MAGU02 | PT 2 MAGURA | 1009141000000819 | Enel
740 | BACĂU | BC40 | BUHUSI | GHERAIESTI | MAGU03 | PT 3 MAGURA | 1009141000000206 | Enel
741 | BACĂU | BC40 | BUHUSI | GHERAIESTI | MAGU04 | PT 4 MAGURA(POMPE APA CAP) | 1009141000000331 | Enel
742 | BACĂU | BC40 | BUHUSI | GHERAIESTI | MAGU05 | PT 5 MAGURA | 1009151000002178 | Enel
743 | BACĂU | BC40 | BUHUSI | GHERAIESTI | MAGU13 | PTA 13 MAGURA | 1009151000002720 | Enel
744 | BACĂU | BC40 | BUHUSI | GHERAIESTI | MARG02 | PT 2 MARGINENI | 1009151000001722 | Enel
745 | BACĂU | BC40 | BUHUSI | GHERAIESTI | MARG03 | PT 3 MARGINENI TREBES | 1009151000001711 | Enel
746 | BACĂU | BC40 | BUHUSI | GHERAIESTI | MARG04 | PT 4 MARGINENI | 1009141000000941 | Enel
747 | BACĂU | BC40 | BUHUSI | GHERAIESTI | MARG07 | PT 7 MARGINENI | 1009151000001721 | Enel
748 | BACĂU | BC40 | BUHUSI | GHERAIESTI | MARG08 | PT 8 MARGINENI | 1009141000000361 | Enel
749 | BACĂU | BC40 | BUHUSI | GHERAIESTI | MARG09 | PT 9 MARGINENI | 1009141000000846 | Enel
750 | BACĂU | BC40 | BUHUSI | GHERAIESTI | MARG10 | PT 10 MARGINENI | 1009141000000699 | Enel
751 | BACĂU | BC40 | BUHUSI | GHERAIESTI | PADM01 | PT 1 PADURENI MARGINENI | 1009151000002271 | Enel
752 | BACĂU | BC40 | BUHUSI | GHERAIESTI | PADM02 | PT 2 PADURENI MARGINENI | 1009141000000193 | Enel
753 | BACĂU | BC40 | BUHUSI | GHERAIESTI | PODS01 | PT 1 PODIS | 1009141000000012 | Enel
754 | BACĂU | BC40 | BUHUSI | GHERAIESTI | PODS02 | PT 2 PODIS(F.OI AGRICOLA) | 1009141000000428 | Enel
755 | BACĂU | BC40 | BUHUSI | GHERAIESTI | PODS03 | PT 3 PODIS (MOARA PAL) | 1009151000001687 | Enel
756 | BACĂU | BC40 | BUHUSI | GHERAIESTI | POIM01 | PT POIANA MARGINENI | 1009141000000799 | Enel
757 | BACĂU | BC40 | BUHUSI | GHERAIESTI | SRPN01 | PT SERPENI | 1009151000002455 | Enel
758 | BACĂU | BC40 | BUHUSI | GHERAIESTI | VABU01 | PT 1 VALEA BUDULUI | 1009151000001595 | Enel
759 | BACĂU | BC40 | BUHUSI | GHERAIESTI | VABU02 | PT 2 VALEA BUDULUI | 1009151000002459 | Enel
760 | BACĂU | BC40 | BUHUSI | ROMAN LAMINOR | HARL01 | PTA 1 HARLESTI | 1009141000000633 | Enel
761 | BACĂU | BC50 | PODU TURCULUI | BALCESCU | ONCE01 | PT ONCESTII VECHI | 1009141000000791 | Enel
762 | BACĂU | BC50 | PODU TURCULUI | CONTESTI | CNTS01 | PT 1 CONTESTI | 1009141000000910 | Enel
763 | BACĂU | BC50 | PODU TURCULUI | CONTESTI | CUCV01 | PT 1 CUCOVA | 1009141000000413 | Enel
764 | BACĂU | BC50 | PODU TURCULUI | CONTESTI | CUCV02 | PT 2 CUCOVA | 1009141000000468 | Enel
765 | BACĂU | BC50 | PODU TURCULUI | CONTESTI | PNCS01 | PT 1 PANCESTI SASCUT | 1009141000001240 | Enel
766 | BACĂU | BC50 | PODU TURCULUI | CONTESTI | PNCS02 | PT 2 PANCESTI SASCUT | 1009141000000998 | Enel
767 | BACĂU | BC50 | PODU TURCULUI | CONTESTI | SASC03 | PT 3 SASCUT (TARGUSOR) | 1009141000000729 | Enel
768 | BACĂU | BC50 | PODU TURCULUI | CONTESTI | SASC05 | PT 5 SASCUT (SMA) | 1009151000002751 | Enel
769 | BACĂU | BC50 | PODU TURCULUI | CONTESTI | SASC13 | PT 13 SASCUT | 1009141000000760 | Enel
770 | BACĂU | BC50 | PODU TURCULUI | CONTESTI | SCNN01 | PT 1 SCHINENI | 1009151000002571 | Enel
771 | BACĂU | BC50 | PODU TURCULUI | CONTESTI | SSCS01 | PT 1 SASCUT SAT | 1009141000000406 | Enel
772 | BACĂU | BC50 | PODU TURCULUI | CONTESTI | SSCS02 | PT 2 SASCUT SAT | 1009141000000725 | Enel
773 | BACĂU | BC50 | PODU TURCULUI | CONTESTI | SSCS03 | PT 3 SASCUT SAT (FANTANELE) | 1009141000000409 | Enel
774 | BACĂU | BC50 | PODU TURCULUI | CONTESTI | SSCS04 | PT 4 SASCUT SAT (BALCUTA) | 1009141000000855 | Enel
775 | BACĂU | BC50 | PODU TURCULUI | CONTESTI | SSCS05 | PT 5 SASCUT (RELEU TV) | 1009151000001474 | Enel
776 | BACĂU | BC50 | PODU TURCULUI | CONTESTI | SSCS06 | PT 6 SASCUT SAT | 1009151000001657 | Enel
777 | BACĂU | BC50 | PODU TURCULUI | CONTESTI | VALS01 | PT 1 VALEA SEACA (MANDRISCA) | 1009141000000874 | Enel
778 | BACĂU | BC50 | PODU TURCULUI | CONTESTI | VALS02 | PT 2 VALEA SEACA (MANDRISCA) | 1009141000000885 | Enel
779 | BACĂU | BC50 | PODU TURCULUI | CONTESTI | VALS04 | PT 4 VALEA SEACA BADALAN | 1009151000002431 | Enel
780 | BACĂU | BC50 | PODU TURCULUI | GLAVANESTI | ARIN01 | PT 1 ARINI | 1009141000001278 | Enel
781 | BACĂU | BC50 | PODU TURCULUI | GLAVANESTI | ARIN02 | PT 2 ARINI | 1009141000000979 | Enel
782 | BACĂU | BC50 | PODU TURCULUI | GLAVANESTI | ARIN03 | PT 3 ARINI | 1009141000000449 | Enel
783 | BACĂU | BC50 | PODU TURCULUI | GLAVANESTI | BACL01 | PT BICLESTI | 1009141000000740 | Enel
784 | BACĂU | BC50 | PODU TURCULUI | GLAVANESTI | BALD01 | PT 1 BALANESTI (PODU TURCULUI) | 1009141000000974 | Enel
785 | BACĂU | BC50 | PODU TURCULUI | GLAVANESTI | BALO01 | PT 1 BALOTESTI | 1009141000001216 | Enel
786 | BACĂU | BC50 | PODU TURCULUI | GLAVANESTI | BALO02 | PT 2 BALOTESTI | 1009141000001186 | Enel
787 | BACĂU | BC50 | PODU TURCULUI | GLAVANESTI | BCSA01 | PT BUCSA | 1009162000017632 | Enel
788 | BACĂU | BC50 | PODU TURCULUI | GLAVANESTI | BENE01 | PT 1 BENESTI | 1009151000002392 | Enel
789 | BACĂU | BC50 | PODU TURCULUI | GLAVANESTI | BENE03 | PT 3 BENESTI | 1009151000002379 | Enel
790 | BACĂU | BC50 | PODU TURCULUI | GLAVANESTI | BICN01 | PT BAICANI | 1009151000002296 | Enel
791 | BACĂU | BC50 | PODU TURCULUI | GLAVANESTI | BLGD02 | PT 2 BLAGA (SMA) | 1009141000000506 | Enel
792 | BACĂU | BC50 | PODU TURCULUI | GLAVANESTI | BNCA01 | PT BANCA | 1009141000000838 | Enel
793 | BACĂU | BC50 | PODU TURCULUI | GLAVANESTI | BODS01 | PT BODEASA | 1009141000000706 | Enel
794 | BACĂU | BC50 | PODU TURCULUI | GLAVANESTI | BRCN01 | PT BARCANA | 1009141000001198 | Enel
795 | BACĂU | BC50 | PODU TURCULUI | GLAVANESTI | BSIA01 | PT BOSIA | 1009141000000561 | Enel
796 | BACĂU | BC50 | PODU TURCULUI | GLAVANESTI | BUDR01 | PT BUDA RACHITOASA | 1009141000000232 | Enel
797 | BACĂU | BC50 | PODU TURCULUI | GLAVANESTI | BUDR06 | PT MAGAZIE BUDA RACHITOASA | 1009141000001180 | Enel
798 | BACĂU | BC50 | PODU TURCULUI | GLAVANESTI | BURD01 | PT 1 BURDUSACI | 1009141000000095 | Enel
799 | BACĂU | BC50 | PODU TURCULUI | GLAVANESTI | BURD02 | PT 2 BURDUSACI | 1009141000000130 | Enel
800 | BACĂU | BC50 | PODU TURCULUI | GLAVANESTI | CABE01 | PT 1 CABESTI | 1009141000000992 | Enel
801 | BACĂU | BC50 | PODU TURCULUI | GLAVANESTI | CABE02 | PT 2 CABESTI | 1009141000000446 | Enel
802 | BACĂU | BC50 | PODU TURCULUI | GLAVANESTI | CABE03 | PT 3 CABESTI | 1009151000001553 | Enel
803 | BACĂU | BC50 | PODU TURCULUI | GLAVANESTI | CABE04 | PT 4 CABESTI (SMA) | 1009151000001569 | Enel
804 | BACĂU | BC50 | PODU TURCULUI | GLAVANESTI | CABE05 | PT 5 CABESTI | 1009151000001618 | Enel
805 | BACĂU | BC50 | PODU TURCULUI | GLAVANESTI | CAUI02 | PT 2 CAUIA | 1009141000000560 | Enel
806 | BACĂU | BC50 | PODU TURCULUI | GLAVANESTI | CAUI03 | PT 3 CAUIA | 1009141000000735 | Enel
807 | BACĂU | BC50 | PODU TURCULUI | GLAVANESTI | CHCR01 | PT CHICERA | 1009141000000778 | Enel
808 | BACĂU | BC50 | PODU TURCULUI | GLAVANESTI | CHTR01 | PT CHETRENI | 1009151000001718 | Enel
809 | BACĂU | BC50 | PODU TURCULUI | GLAVANESTI | CLPD01 | PT CALAPODESTI | 1009141000000825 | Enel
810 | BACĂU | BC50 | PODU TURCULUI | GLAVANESTI | COCI02 | PT 2 COCIU | 1009141000000616 | Enel
811 | BACĂU | BC50 | PODU TURCULUI | GLAVANESTI | COCI03 | PT 3 SMA COCIU | 1009141000001228 | Enel
812 | BACĂU | BC50 | PODU TURCULUI | GLAVANESTI | CRAI01 | PT 1 CRAIESTI | 1009151000001519 | Enel
813 | BACĂU | BC50 | PODU TURCULUI | GLAVANESTI | CRAI02 | PT 2 CRAIESTI | 1009151000001549 | Enel
814 | BACĂU | BC50 | PODU TURCULUI | GLAVANESTI | CRPJ03 | PT 3 CRAIESTI POJORATA | 1009151000001390 | Enel
815 | BACĂU | BC50 | PODU TURCULUI | GLAVANESTI | DANA01 | PT DANAILA | 1009151000001394 | Enel
816 | BACĂU | BC50 | PODU TURCULUI | GLAVANESTI | DDST01 | PT DADESTI | 1009151000001521 | Enel
817 | BACĂU | BC50 | PODU TURCULUI | GLAVANESTI | DEAL01 | PT 1 DEALUL MORII | 1009151000001392 | Enel
818 | BACĂU | BC50 | PODU TURCULUI | GLAVANESTI | DEAL03 | PT 3 DEALU MORII(SMA) | 1009151000001354 | Enel
819 | BACĂU | BC50 | PODU TURCULUI | GLAVANESTI | DEAL04 | PT 4 DEALU MORII(GRAJDURI) | 1009151000001357 | Enel
820 | BACĂU | BC50 | PODU TURCULUI | GLAVANESTI | DNEG01 | PT DUMBRAVA NEGULESTI | 1009151000001351 | Enel
821 | BACĂU | BC50 | PODU TURCULUI | GLAVANESTI | DRNN01 | PT DORNENI | 1009151000002100 | Enel
822 | BACĂU | BC50 | PODU TURCULUI | GLAVANESTI | DUBV01 | PT 1 DUMBRAVA RACHITOASA | 1009151000001418 | Enel
823 | BACĂU | BC50 | PODU TURCULUI | GLAVANESTI | FARS01 | PT FARCASA | 1009151000001542 | Enel
824 | BACĂU | BC50 | PODU TURCULUI | GLAVANESTI | FDTE01 | PT FUNDATURA TEPOIA | 1009151000001612 | Enel
825 | BACĂU | BC50 | PODU TURCULUI | GLAVANESTI | FDTR01 | PT FUNDATURA RACHITOASA | 1009151000001432 | Enel
826 | BACĂU | BC50 | PODU TURCULUI | GLAVANESTI | FICH01 | PT FICHITESTI | 1009151000001371 | Enel
827 | BACĂU | BC50 | PODU TURCULUI | GLAVANESTI | FNDU01 | PT FUNDATURA MOTOSENI | 1009151000001469 | Enel
828 | BACĂU | BC50 | PODU TURCULUI | GLAVANESTI | FNTM01 | PT 1 FANTINELE MOTOSENI | 1009151000001694 | Enel
829 | BACĂU | BC50 | PODU TURCULUI | GLAVANESTI | FRML01 | PT 1 FRUMUSELU | 1009151000002479 | Enel
830 | BACĂU | BC50 | PODU TURCULUI | GLAVANESTI | FRML02 | PT 2 FRUMUSELU | 1009151000001352 | Enel
831 | BACĂU | BC50 | PODU TURCULUI | GLAVANESTI | FRML03 | PT 3 FRUMUSELU FUNDATURA | 1009151000001342 | Enel
832 | BACĂU | BC50 | PODU TURCULUI | GLAVANESTI | FUAF01 | PT FUNDATURA AFUMATI | 1009151000001372 | Enel
833 | BACĂU | BC50 | PODU TURCULUI | GLAVANESTI | GAIC01 | PT 1 GAICEANA | 1009141000000773 | Enel
834 | BACĂU | BC50 | PODU TURCULUI | GLAVANESTI | GAIC02 | PT 2 GAICEANA | 1009141000000249 | Enel
835 | BACĂU | BC50 | PODU TURCULUI | GLAVANESTI | GAIC03 | PT 3 GAICEANA | 1009141000000061 | Enel
836 | BACĂU | BC50 | PODU TURCULUI | GLAVANESTI | GAIC04 | PT 4 GAICEANA (CAP) | 1009151000001491 | Enel
837 | BACĂU | BC50 | PODU TURCULUI | GLAVANESTI | GAIC05 | PT 5 GAICEANA(SMA) | 1009151000002673 | Enel
838 | BACĂU | BC50 | PODU TURCULUI | GLAVANESTI | GHIL01 | PT GHILAVESTI | 1009151000002102 | Enel
839 | BACĂU | BC50 | PODU TURCULUI | GLAVANESTI | GLAV01 | PT 1 GLAVANESTI | 1009141000000286 | Enel
840 | BACĂU | BC50 | PODU TURCULUI | GLAVANESTI | GLAV02 | PT 2 GLAVANESTI | 1009151000001401 | Enel
841 | BACĂU | BC50 | PODU TURCULUI | GLAVANESTI | GLAV03 | PT3 GLAVANESTI | 1009151000001615 | Enel
842 | BACĂU | BC50 | PODU TURCULUI | GLAVANESTI | GLAV04 | PT 4 GLAVANESTI | 1009151000001345 | Enel
843 | BACĂU | BC50 | PODU TURCULUI | GLAVANESTI | GLAV05 | PT 5 GLAVANESTI | 1009151000001385 | Enel
844 | BACĂU | BC50 | PODU TURCULUI | GLAVANESTI | GLAV06 | PT 6 GLAVANESTI | 1009151000001600 | Enel
845 | BACĂU | BC50 | PODU TURCULUI | GLAVANESTI | GLAV07 | PT 7 GLAVANESTI | 1009151000001528 | Enel
846 | BACĂU | BC50 | PODU TURCULUI | GLAVANESTI | GODJ01 | PT GODINESTII DE JOS | 1009151000002069 | Enel
847 | BACĂU | BC50 | PODU TURCULUI | GLAVANESTI | GODS01 | PT GODINESTII DE SUS | 1009151000002094 | Enel
848 | BACĂU | BC50 | PODU TURCULUI | GLAVANESTI | GORG01 | PT GORGHESTI | 1009151000002095 | Enel
849 | BACĂU | BC50 | PODU TURCULUI | GLAVANESTI | GRGN01 | PT GIURGIOANA | 1009151000001560 | Enel
850 | BACĂU | BC50 | PODU TURCULUI | GLAVANESTI | GURC01 | PT GURA CRAIESTI | 1009141000000683 | Enel
851 | BACĂU | BC50 | PODU TURCULUI | GLAVANESTI | HAZU01 | PT 1 HAZU | 1009151000001403 | Enel
852 | BACĂU | BC50 | PODU TURCULUI | GLAVANESTI | HAZU02 | PT 2 HAZU | 1009151000001433 | Enel
853 | BACĂU | BC50 | PODU TURCULUI | GLAVANESTI | HNTA01 | PT HANTA | 1009151000001366 | Enel
854 | BACĂU | BC50 | PODU TURCULUI | GLAVANESTI | HUTU01 | PT HUTU | 1009151000001356 | Enel
855 | BACĂU | BC50 | PODU TURCULUI | GLAVANESTI | LEHA01 | PT LEHANCEA | 1009151000001406 | Enel
856 | BACĂU | BC50 | PODU TURCULUI | GLAVANESTI | LICH02 | PT 2 LICHITISENI IAS | 1009141000000518 | Enel
857 | BACĂU | BC50 | PODU TURCULUI | GLAVANESTI | MDLN01 | PT 1 MEDELENI | 1009151000002164 | Enel
858 | BACĂU | BC50 | PODU TURCULUI | GLAVANESTI | MOTO02 | PT 2 MOTOSENI | 1009141000000246 | Enel
859 | BACĂU | BC50 | PODU TURCULUI | GLAVANESTI | MOTO04 | PT 4 MOTOSENI ( SMA) | 1009141000000996 | Enel
860 | BACĂU | BC50 | PODU TURCULUI | GLAVANESTI | MOTO05 | PT 5 MOTOSENI (BURLUC) | 1009141000001183 | Enel
861 | BACĂU | BC50 | PODU TURCULUI | GLAVANESTI | MOTO07 | PT 7 MOTOSENI CRR | 1009141000001154 | Enel
862 | BACĂU | BC50 | PODU TURCULUI | GLAVANESTI | MOTO09 | PT 9 MOTOSENI | 1009141000000608 | Enel
863 | BACĂU | BC50 | PODU TURCULUI | GLAVANESTI | MOVL01 | PT MOVILITA | 1009151000001369 | Enel
864 | BACĂU | BC50 | PODU TURCULUI | GLAVANESTI | MUNG01 | PT 1 MUNCELU | 1009151000001419 | Enel
865 | BACĂU | BC50 | PODU TURCULUI | GLAVANESTI | NEGA01 | PT NEGOAIA | 1009151000001413 | Enel
866 | BACĂU | BC50 | PODU TURCULUI | GLAVANESTI | NEGD01 | PT 1 NEGULESTI | 1009151000001346 | Enel
867 | BACĂU | BC50 | PODU TURCULUI | GLAVANESTI | NEGD02 | PT 2 NEGULESTI | 1009151000001360 | Enel
868 | BACĂU | BC50 | PODU TURCULUI | GLAVANESTI | OPRS01 | PT 1 OPRISESTI | 1009141000000790 | Enel
869 | BACĂU | BC50 | PODU TURCULUI | GLAVANESTI | OPRS05 | PT SMA OPRISESTI | 1009151000001536 | Enel
870 | BACĂU | BC50 | PODU TURCULUI | GLAVANESTI | PINM03 | PT 3 POIANA PRISACA | 1009151000001391 | Enel
871 | BACĂU | BC50 | PODU TURCULUI | GLAVANESTI | PLPP01 | PT 1 PLOPU | 1009151000001327 | Enel
872 | BACĂU | BC50 | PODU TURCULUI | GLAVANESTI | PODL02 | PT 2 POIANA DEAL | 1009151000001527 | Enel
873 | BACĂU | BC50 | PODU TURCULUI | GLAVANESTI | PODU01 | PT 1 PODU TURCULUI | 1009141000000820 | Enel
874 | BACĂU | BC50 | PODU TURCULUI | GLAVANESTI | PODU02 | PT 2 PODU TURCULUI | 1009141000001174 | Enel
875 | BACĂU | BC50 | PODU TURCULUI | GLAVANESTI | PODU03 | PT 3 PODU TURCULUI | 1009151000002224 | Enel
876 | BACĂU | BC50 | PODU TURCULUI | GLAVANESTI | PODU04 | PT 4 PODU TURCULUI | 1009141000000589 | Enel
877 | BACĂU | BC50 | PODU TURCULUI | GLAVANESTI | PODU07 | PT 7 PODU TURCULUI ( IAS) | 1009151000002378 | Enel
878 | BACĂU | BC50 | PODU TURCULUI | GLAVANESTI | PODU11 | PT 11 PODU TURCULUI | 1009141000001162 | Enel
879 | BACĂU | BC50 | PODU TURCULUI | GLAVANESTI | PODU14 | PT 14 PODU TURCULUI | 1009151000001363 | Enel
880 | BACĂU | BC50 | PODU TURCULUI | GLAVANESTI | PODU16 | PT 16 PODU TURCULUI | 1009141000001292 | Enel
881 | BACĂU | BC50 | PODU TURCULUI | GLAVANESTI | PODU19 | PT 19 PODU TURCULUI | 1009151000001512 | Enel
882 | BACĂU | BC50 | PODU TURCULUI | GLAVANESTI | PODU21 | PT 21 PODU TURCULUI | 1009141000000811 | Enel
883 | BACĂU | BC50 | PODU TURCULUI | GLAVANESTI | PODU22 | PT 22 PODU TURCULUI | 1009141000000989 | Enel
884 | BACĂU | BC50 | PODU TURCULUI | GLAVANESTI | POPS01 | PT 1 POPESTI | 1009141000000460 | Enel
885 | BACĂU | BC50 | PODU TURCULUI | GLAVANESTI | POPS02 | PT 2 POPESTI | 1009141000000574 | Enel
886 | BACĂU | BC50 | PODU TURCULUI | GLAVANESTI | PRJA01 | PT PRAJA | 1009141000000402 | Enel
887 | BACĂU | BC50 | PODU TURCULUI | GLAVANESTI | PSTA01 | PT POIANA STAN | 1009151000001365 | Enel
888 | BACĂU | BC50 | PODU TURCULUI | GLAVANESTI | PUTI01 | PT PUTINI | 1009151000001383 | Enel
889 | BACĂU | BC50 | PODU TURCULUI | GLAVANESTI | PUTR01 | PT 1 PUTREDENI | 1009141000000457 | Enel
890 | BACĂU | BC50 | PODU TURCULUI | GLAVANESTI | PUTR02 | PT 2 PUTREDENI | 1009141000001194 | Enel
891 | BACĂU | BC50 | PODU TURCULUI | GLAVANESTI | RACH01 | PT 1 RACHITOASA | 1009141000000122 | Enel
892 | BACĂU | BC50 | PODU TURCULUI | GLAVANESTI | RACH02 | PT 2 RACHITOASA | 1009141000000755 | Enel
893 | BACĂU | BC50 | PODU TURCULUI | GLAVANESTI | RACH03 | PT 3 RACHITOASA | 1009141000000946 | Enel
894 | BACĂU | BC50 | PODU TURCULUI | GLAVANESTI | RACH04 | PT 4 RACHITOASA | 1009151000001575 | Enel
895 | BACĂU | BC50 | PODU TURCULUI | GLAVANESTI | RACH05 | PT 5 SMA RACHITOASA | 1009151000001559 | Enel
896 | BACĂU | BC50 | PODU TURCULUI | GLAVANESTI | RACH06 | PT 6 CAP RACHITOASA | 1009151000001601 | Enel
897 | BACĂU | BC50 | PODU TURCULUI | GLAVANESTI | RAZE01 | PT RAZASU GLAVANESTI | 1009141000001178 | Enel
898 | BACĂU | BC50 | PODU TURCULUI | GLAVANESTI | REPR01 | PT REPRIVAT | 1009151000002050 | Enel
899 | BACĂU | BC50 | PODU TURCULUI | GLAVANESTI | ROTR01 | PT ROTARIA | 1009151000002489 | Enel
900 | BACĂU | BC50 | PODU TURCULUI | GLAVANESTI | SARP01 | PT SARBI | 1009151000001393 | Enel
901 | BACĂU | BC50 | PODU TURCULUI | GLAVANESTI | SENR01 | PT 1 SENDRESTI | 1009141000000066 | Enel
902 | BACĂU | BC50 | PODU TURCULUI | GLAVANESTI | SENR02 | PT 2 SENDRESTI | 1009141000000180 | Enel
903 | BACĂU | BC50 | PODU TURCULUI | GLAVANESTI | SLOS01 | PT 1 SLOBOZIA STANISESTI | 1009151000002752 | Enel
904 | BACĂU | BC50 | PODU TURCULUI | GLAVANESTI | SLOS02 | PT 2 SLOBOZIA STANISESTI | 1009151000002765 | Enel
905 | BACĂU | BC50 | PODU TURCULUI | GLAVANESTI | SLOS05 | PT 5 SLOBOZIA STANISESTI (NOUA) | 1009141000000461 | Enel
906 | BACĂU | BC50 | PODU TURCULUI | GLAVANESTI | SLOS06 | PT 6 SLOBOZIA V SECULUI | 1009141000000959 | Enel
907 | BACĂU | BC50 | PODU TURCULUI | GLAVANESTI | SLOS09 | PT 9 SLOBOZIA | 1009151000002384 | Enel
908 | BACĂU | BC50 | PODU TURCULUI | GLAVANESTI | SLOS10 | PT10 SLOBOZIA STANISESTI | 1009151000002025 | Enel
909 | BACĂU | BC50 | PODU TURCULUI | GLAVANESTI | SLVD07 | PT 7 SLOBOZIA VALEA DIMEI | 1009151000002718 | Enel
910 | BACĂU | BC50 | PODU TURCULUI | GLAVANESTI | STAB01 | PT 1 STANISESTI | 1009141000000411 | Enel
911 | BACĂU | BC50 | PODU TURCULUI | GLAVANESTI | STAB02 | PT 2 STANISESTI (SMA) | 1009151000001554 | Enel
912 | BACĂU | BC50 | PODU TURCULUI | GLAVANESTI | STAB03 | PT 3 STANISESTI | 1009141000001134 | Enel
913 | BACĂU | BC50 | PODU TURCULUI | GLAVANESTI | STAB05 | PT 5 STANISESTI | 1009141000000587 | Enel
914 | BACĂU | BC50 | PODU TURCULUI | GLAVANESTI | TAVA01 | PT TAVADARASTI | 1009151000002452 | Enel
915 | BACĂU | BC50 | PODU TURCULUI | GLAVANESTI | TEPO01 | PT TEPOAIA | 1009141000000316 | Enel
916 | BACĂU | BC50 | PODU TURCULUI | GLAVANESTI | TIGN01 | PT TIGANESTI | 1009151000002252 | Enel
917 | BACĂU | BC50 | PODU TURCULUI | GLAVANESTI | TOCH02 | PT 2 TOCHILEA | 1009151000001397 | Enel
918 | BACĂU | BC50 | PODU TURCULUI | GLAVANESTI | TOMO01 | PT TOMOZIA | 1009151000002049 | Enel
919 | BACĂU | BC50 | PODU TURCULUI | GLAVANESTI | VLLU01 | PT VALEA LUPULUI | 1009151000002393 | Enel
920 | BACĂU | BC50 | PODU TURCULUI | GLAVANESTI | VLNS01 | PT VALENI STANISESTI | 1009151000001453 | Enel
921 | BACĂU | BC50 | PODU TURCULUI | GLAVANESTI | VLSA01 | PT 1 VALEA SALCIEI | 1009151000002715 | Enel
922 | BACĂU | BC50 | PODU TURCULUI | GLAVANESTI | VLSA02 | PT 2 VALEA SALCIEI | 1009151000002387 | Enel
923 | BACĂU | BC50 | PODU TURCULUI | GLAVANESTI | VLTN01 | PT 1 VULTURENI | 1009151000002091 | Enel
924 | BACĂU | BC50 | PODU TURCULUI | GLAVANESTI | VLTN03 | PT 3 VULTURENI | 1009151000002047 | Enel
925 | BACĂU | BC50 | PODU TURCULUI | SISCANI | BACI01 | PTA BACIOI | 1009151000001504 | Enel
926 | BACĂU | BC50 | PODU TURCULUI | SISCANI | BERS01 | PT 1 BERESTI SASCUT | 1009141000001227 | Enel
927 | BACĂU | BC50 | PODU TURCULUI | SISCANI | BERS02 | PT 2 BERESTI SASCUT | 1009151000001661 | Enel
928 | BACĂU | BC50 | PODU TURCULUI | SISCANI | CORB01 | PT 1 CORBASCA | 1009141000000490 | Enel
929 | BACĂU | BC50 | PODU TURCULUI | SISCANI | CORB02 | PT 2 CORBASCA | 1009141000000508 | Enel
930 | BACĂU | BC50 | PODU TURCULUI | SISCANI | CORB03 | PT 3 CORBASCA MOARA | 1009141000000423 | Enel
931 | BACĂU | BC50 | PODU TURCULUI | SISCANI | CORB05 | PT 5 CORBASCA | 1009141000000769 | Enel
932 | BACĂU | BC50 | PODU TURCULUI | SISCANI | CORS01 | PT CORNII DE SUS | 1009151000002097 | Enel
933 | BACĂU | BC50 | PODU TURCULUI | SISCANI | CORS02 | PT 2 CORNII DE SUS | 1009151000002390 | Enel
934 | BACĂU | BC50 | PODU TURCULUI | SISCANI | CRNJ01 | PT CORNII DE JOS | 1009141000000523 | Enel
935 | BACĂU | BC50 | PODU TURCULUI | SISCANI | DRGT01 | PT 1 DRAGESTI TATARASTI | 1009151000002071 | Enel
936 | BACĂU | BC50 | PODU TURCULUI | SISCANI | FLRS01 | PT 1 FLORESTI HURUIESTI | 1009141000000902 | Enel
937 | BACĂU | BC50 | PODU TURCULUI | SISCANI | FNDI01 | PT FUNDOAIA | 1009151000001370 | Enel
938 | BACĂU | BC50 | PODU TURCULUI | SISCANI | FOFA01 | PT FOFAZA | 1009151000001400 | Enel
939 | BACĂU | BC50 | PODU TURCULUI | SISCANI | GHRD01 | PT GHERDANA SAT | 1009151000002034 | Enel
940 | BACĂU | BC50 | PODU TURCULUI | SISCANI | GIRG01 | PT GIURGENI | 1009151000002330 | Enel
941 | BACĂU | BC50 | PODU TURCULUI | SISCANI | HURU01 | PT 1 HURUIESTI | 1009151000001703 | Enel
942 | BACĂU | BC50 | PODU TURCULUI | SISCANI | HURU03 | PT 3 HURUIESTI (CAP) | 1009151000001592 | Enel
943 | BACĂU | BC50 | PODU TURCULUI | SISCANI | HURU05 | PT 5 FERMA HURUIESTI | 1009151000002119 | Enel
944 | BACĂU | BC50 | PODU TURCULUI | SISCANI | OCHE01 | PT OCHENI | 1009151000001362 | Enel
945 | BACĂU | BC50 | PODU TURCULUI | SISCANI | PERC01 | PT PERCHIU | 1009141000000393 | Enel
946 | BACĂU | BC50 | PODU TURCULUI | SISCANI | ROGZ01 | PT ROGOAZA | 1009151000001404 | Enel
947 | BACĂU | BC50 | PODU TURCULUI | SISCANI | SASC01 | PT 1 SASCUT (ELIAS) | 1009151000002679 | Enel
948 | BACĂU | BC50 | PODU TURCULUI | SISCANI | SASC14 | PT 14 SASCUT TARG | 1009141000000424 | Enel
949 | BACĂU | BC50 | PODU TURCULUI | SISCANI | SASC23 | PT 23 SASCUT TARG | 1009141000000624 | Enel
950 | BACĂU | BC50 | PODU TURCULUI | SISCANI | SASC24 | PT 24 SASCUT TARG | 1009141000000733 | Enel
951 | BACĂU | BC50 | PODU TURCULUI | SISCANI | SCRR01 | PT 1 SCARISOARA CORBASCA | 1009151000001402 | Enel
952 | BACĂU | BC50 | PODU TURCULUI | SISCANI | TATA01 | PT 1 TATARASTI | 1009151000002092 | Enel
953 | BACĂU | BC50 | PODU TURCULUI | SISCANI | TATA03 | PT 3 TATARASTI(IAS) | 1009151000002051 | Enel
954 | BACĂU | BC50 | PODU TURCULUI | SISCANI | UNGT01 | PT UNGURENI TATARASTI | 1009151000002064 | Enel
955 | BACĂU | BC50 | PODU TURCULUI | SISCANI | VALC01 | PTA VALCELE | 1009151000001423 | Enel
956 | BACĂU | BC60 | COMANESTI | BOLATAU | BOLA01 | PTA 1 15 KV BOLATAU | 1009141000000812 | Enel
957 | BACĂU | BC60 | COMANESTI | BOLATAU | BOLA03 | PTA 3 15KV BOLATAU | 1009141000001222 | Enel
958 | BACĂU | BC60 | COMANESTI | BOLATAU | BOLA04 | PTA 4 BOLATAU | 1009141000000549 | Enel
959 | BACĂU | BC60 | COMANESTI | BOLOVANIS | AGAS02 | PTA 2 AGAS | 1009141000000783 | Enel
960 | BACĂU | BC60 | COMANESTI | BOLOVANIS | BOLO01 | PTA 1 BOLOVANIS | 1009141000001048 | Enel
961 | BACĂU | BC60 | COMANESTI | BOLOVANIS | BOLO02 | PTA 2 BOLOVANIS | 1009141000001276 | Enel
962 | BACĂU | BC60 | COMANESTI | BOLOVANIS | BRUS01 | PTA 1 BRUSTUROASA | 1009141000000499 | Enel
963 | BACĂU | BC60 | COMANESTI | BOLOVANIS | BRUS02 | PTA 2 BRUSTUROASA (CT) | 1009141000000891 | Enel
964 | BACĂU | BC60 | COMANESTI | BOLOVANIS | BURI01 | PTA BURUIENIS | 1009151000002509 | Enel
965 | BACĂU | BC60 | COMANESTI | BOLOVANIS | CADA01 | PTA CADARASTI | 1009141000000863 | Enel
966 | BACĂU | BC60 | COMANESTI | BOLOVANIS | CAME01 | PTA 1 CAMENCA | 1009141000000889 | Enel
967 | BACĂU | BC60 | COMANESTI | BOLOVANIS | CAME02 | PTA 2 CAMENCA | 1009141000000876 | Enel
968 | BACĂU | BC60 | COMANESTI | BOLOVANIS | CIUG01 | PTA 1 CIUGHES | 1009141000000439 | Enel
969 | BACĂU | BC60 | COMANESTI | BOLOVANIS | CIUG03 | PTA 3 CIUGHES | 1009141000001284 | Enel
970 | BACĂU | BC60 | COMANESTI | BOLOVANIS | CSNE01 | PTA 1 COSNEA | 1009151000001377 | Enel
971 | BACĂU | BC60 | COMANESTI | BOLOVANIS | CSNE02 | PTA 2 COSNEA | 1009151000001445 | Enel
972 | BACĂU | BC60 | COMANESTI | BOLOVANIS | CTMB01 | PTA COTUMBA | 1009141000000653 | Enel
973 | BACĂU | BC60 | COMANESTI | BOLOVANIS | CUCH01 | PTA 1 CUCHINIS | 1009141000001131 | Enel
974 | BACĂU | BC60 | COMANESTI | BOLOVANIS | FAGE01 | PTA FAGETUL DE SUS | 1009141000000438 | Enel
975 | BACĂU | BC60 | COMANESTI | BOLOVANIS | FGET01 | PTA 1 FAGET | 1009141000001133 | Enel
976 | BACĂU | BC60 | COMANESTI | BOLOVANIS | FGET02 | PTA 2 FAGET | 1009151000001573 | Enel
977 | BACĂU | BC60 | COMANESTI | BOLOVANIS | FGET03 | PTA 3 FAGET | 1009141000000897 | Enel
978 | BACĂU | BC60 | COMANESTI | BOLOVANIS | GHMS01 | PTA 1 GHIMES | 1009141000000964 | Enel
979 | BACĂU | BC60 | COMANESTI | BOLOVANIS | GHMS02 | PTA 2 GHIMES (GARA) | 1009141000001021 | Enel
980 | BACĂU | BC60 | COMANESTI | BOLOVANIS | GHMS03 | PTA 3 GHIMES | 1009141000000732 | Enel
981 | BACĂU | BC60 | COMANESTI | BOLOVANIS | GHMS06 | PTA 6 GHIMES | 1009141000000666 | Enel
982 | BACĂU | BC60 | COMANESTI | BOLOVANIS | GHMS07 | PTA 7 GHIMES | 1009141000000972 | Enel
983 | BACĂU | BC60 | COMANESTI | BOLOVANIS | HANS01 | PTA HINGANESTI | 1009141000000847 | Enel
984 | BACĂU | BC60 | COMANESTI | BOLOVANIS | PAJI01 | PTA TV PAJISTEA | 1009141000001168 | Enel
985 | BACĂU | BC60 | COMANESTI | BOLOVANIS | PALA01 | PTA 1 PALANCA | 1009141000000908 | Enel
986 | BACĂU | BC60 | COMANESTI | BOLOVANIS | POPP01 | PTA 1 POPOIU | 1009141000000905 | Enel
987 | BACĂU | BC60 | COMANESTI | BOLOVANIS | POPP02 | PTA 2 POPOIU | 1009141000000949 | Enel
988 | BACĂU | BC60 | COMANESTI | BOLOVANIS | RCHS01 | PT 1 RACHITIS DE GHIMES | 1009141000000134 | Enel
989 | BACĂU | BC60 | COMANESTI | BOLOVANIS | TARH01 | PTA 1 TIRHAUSI | 1009141000000947 | Enel
990 | BACĂU | BC60 | COMANESTI | BOLOVANIS | TARH02 | PTA 2 TIRHAUSI | 1009141000000922 | Enel
991 | BACĂU | BC60 | COMANESTI | COMANESTI | COM001 | PT 1 COMANESTI | 1009141000000447 | Enel
992 | BACĂU | BC60 | COMANESTI | COMANESTI | COM002 | PT 2 COMANESTI | 1009141000001149 | Enel
993 | BACĂU | BC60 | COMANESTI | COMANESTI | COM004 | PT 4 COMANESTI | 1009141000001165 | Enel
994 | BACĂU | BC60 | COMANESTI | COMANESTI | COM005 | PT 5 COMANESTI | 1009141000001019 | Enel
995 | BACĂU | BC60 | COMANESTI | COMANESTI | COM006 | PT 6 COMANESTI | 1009141000000939 | Enel
996 | BACĂU | BC60 | COMANESTI | COMANESTI | COM008 | PT 8 COMANESTI | 1009141000000779 | Enel
997 | BACĂU | BC60 | COMANESTI | COMANESTI | COM009 | PT 9 COMANESTI | 1009151000002439 | Enel
998 | BACĂU | BC60 | COMANESTI | COMANESTI | COM013 | PT 13 COMANESTI | 1009141000000737 | Enel
999 | BACĂU | BC60 | COMANESTI | COMANESTI | COM015 | PT 15 COMANESTI | 1009141000000909 | Enel
1000 | BACĂU | BC60 | COMANESTI | COMANESTI | COM017 | PT 17 COMANESTI | 1009141000000958 | Enel
1001 | BACĂU | BC60 | COMANESTI | COMANESTI | COM019 | PT 19 COMANESTI | 1009141000000744 | Enel
1002 | BACĂU | BC60 | COMANESTI | COMANESTI | COM020 | PT 20 COMANESTI | 1009141000001117 | Enel
1003 | BACĂU | BC60 | COMANESTI | COMANESTI | COM021 | PT 21 COMANESTI | 1009141000001096 | Enel
1004 | BACĂU | BC60 | COMANESTI | COMANESTI | COM022 | PT 22 COMANESTI | 1009151000002483 | Enel
1005 | BACĂU | BC60 | COMANESTI | COMANESTI | COM023 | PT 23 COMANESTI | 1009141000000391 | Enel
1006 | BACĂU | BC60 | COMANESTI | COMANESTI | COM024 | PT 24 COMANESTI | 1009141000000448 | Enel
1007 | BACĂU | BC60 | COMANESTI | COMANESTI | COM026 | PT 26 COMANESTI | 1009141000000895 | Enel
1008 | BACĂU | BC60 | COMANESTI | COMANESTI | COM027 | PT 27 COMANESTI | 1009141000000775 | Enel
1009 | BACĂU | BC60 | COMANESTI | COMANESTI | COM029 | PT 29 COMANESTI | 1009141000000696 | Enel
1010 | BACĂU | BC60 | COMANESTI | COMANESTI | COM033 | PT 33 COMANESTI | 1009141000000911 | Enel
1011 | BACĂU | BC60 | COMANESTI | COMANESTI | COM034 | PT 34 COMANESTI | 1009151000001334 | Enel
1012 | BACĂU | BC60 | COMANESTI | COMANESTI | COM035 | PT 35 COMANESTI | 1009151000002462 | Enel
1013 | BACĂU | BC60 | COMANESTI | COMANESTI | COM036 | PT 36 COMANESTI | 1009141000000923 | Enel
1014 | BACĂU | BC60 | COMANESTI | COMANESTI | COM037 | PT 37 COMANESTI | 1009141000000536 | Enel
1015 | BACĂU | BC60 | COMANESTI | COMANESTI | COM038 | PT 38 COMANESTI | 1009141000000698 | Enel
1016 | BACĂU | BC60 | COMANESTI | COMANESTI | COM040 | PT 40 COMANESTI | 1009141000001205 | Enel
1017 | BACĂU | BC60 | COMANESTI | COMANESTI | COM043 | PT 43 COMANESTI | 1009141000001236 | Enel
1018 | BACĂU | BC60 | COMANESTI | COMANESTI | COM045 | PT 45 COMANESTI | 1009151000001607 | Enel
1019 | BACĂU | BC60 | COMANESTI | COMANESTI | COM046 | PT 46 COMANESTI | 1009141000000918 | Enel
1020 | BACĂU | BC60 | COMANESTI | COMANESTI | COM047 | PT 47 COMANESTI | 1009141000000407 | Enel
1021 | BACĂU | BC60 | COMANESTI | COMANESTI | COM050 | PT 50 COMANESTI | 1009141000001130 | Enel
1022 | BACĂU | BC60 | COMANESTI | COMANESTI | COM054 | PT 54 COMANESTI | 1009141000001224 | Enel
1023 | BACĂU | BC60 | COMANESTI | COMANESTI | DARM01 | PT 1 DARMANESTI | 1009141000001289 | Enel
1024 | BACĂU | BC60 | COMANESTI | COMANESTI | DARM02 | PT 2 DARMANESTI | 1009151000001329 | Enel
1025 | BACĂU | BC60 | COMANESTI | COMANESTI | DARM06 | PT 6 DARMANESTI | 1009141000001119 | Enel
1026 | BACĂU | BC60 | COMANESTI | COMANESTI | DARM10 | PT 10 DARMANESTI | 1009141000000463 | Enel
1027 | BACĂU | BC60 | COMANESTI | COMANESTI | DARM11 | PT 11 DARMANESTI | 1009141000001248 | Enel
1028 | BACĂU | BC60 | COMANESTI | COMANESTI | DARM16 | PT 16 DARMANESTI | 1009141000001213 | Enel
1029 | BACĂU | BC60 | COMANESTI | COMANESTI | DARM18 | PT 18 DARMANESTI | 1009151000001381 | Enel
1030 | BACĂU | BC60 | COMANESTI | COMANESTI | DARM20 | PT 20 DARMANESTI | 1009141000000443 | Enel
1031 | BACĂU | BC60 | COMANESTI | COMANESTI | DARM21 | PT 21 DARMANESTI | 1009141000000529 | Enel
1032 | BACĂU | BC60 | COMANESTI | COMANESTI | DRMA01 | PT DARMANEASCA | 1009141000000456 | Enel
1033 | BACĂU | BC60 | COMANESTI | COMANESTI | LAPO01 | PT 1 LAPOS | 1009141000001182 | Enel
1034 | BACĂU | BC60 | COMANESTI | COMANESTI | LAPO02 | PT 2 LAPOS | 1009141000001215 | Enel
1035 | BACĂU | BC60 | COMANESTI | COMANESTI | MOI026 | PT 26 MOINESTI | 1009141000000710 | Enel
1036 | BACĂU | BC60 | COMANESTI | COMANESTI | MOI044 | PT 44 MOINESTI | 1009141000000388 | Enel
1037 | BACĂU | BC60 | COMANESTI | COMANESTI | PLPD01 | PTA 1 PLOPU | 1009151000001473 | Enel
1038 | BACĂU | BC60 | COMANESTI | COMANESTI | PLPD02 | PTA 2 PLOPU | 1009151000002329 | Enel
1039 | BACĂU | BC60 | COMANESTI | COMANESTI | PLPD03 | PTA 3 PLOPU | 1009141000001230 | Enel
1040 | BACĂU | BC60 | COMANESTI | COMANESTI | PLPD04 | PT 4 PLOPU | 1009141000001272 | Enel
1041 | BACĂU | BC60 | COMANESTI | DARMANESTI | DARM03 | PT 3 DARMANESTI | 1009141000001135 | Enel
1042 | BACĂU | BC60 | COMANESTI | DARMANESTI | DARM04 | PT 4 DARMANESTI (BC) | 1009141000000404 | Enel
1043 | BACĂU | BC60 | COMANESTI | DARMANESTI | DARM05 | PT 5 DARMANESTI (BC) | 1009141000001167 | Enel
1044 | BACĂU | BC60 | COMANESTI | DARMANESTI | DARM07 | PT 7 DARMANESTI | 1009141000000866 | Enel
1045 | BACĂU | BC60 | COMANESTI | DARMANESTI | DARM08 | PT 8 DARMANESTI | 1009151000001525 | Enel
1046 | BACĂU | BC60 | COMANESTI | DARMANESTI | DARM14 | PT 14 DARMANESTI | 1009141000000635 | Enel
1047 | BACĂU | BC60 | COMANESTI | DARMANESTI | DARM22 | PT 22 DARMANESTI | 1009151000002044 | Enel
1048 | BACĂU | BC60 | COMANESTI | DARMANESTI | SALT01 | PT 1 SALATRUC | 1009151000001454 | Enel
1049 | BACĂU | BC60 | COMANESTI | DARMANESTI | SALT02 | PT 2 SALATRUC | 1009151000001374 | Enel
1050 | BACĂU | BC60 | COMANESTI | DARMANESTI | SALT03 | PT 3 SALATRUC | 1009141000001065 | Enel
1051 | BACĂU | BC60 | COMANESTI | DARMANESTI | SALT04 | PT 4 SALATRUC | 1009151000001451 | Enel
1052 | BACĂU | BC60 | COMANESTI | DARMANESTI | SALT05 | PT 5 SALATRUC | 1009141000000962 | Enel
1053 | BACĂU | BC60 | COMANESTI | DARMANESTI | SALT06 | PT 6 SALATRUC | 1009141000000953 | Enel
1054 | BACĂU | BC60 | COMANESTI | DARMANESTI | SALT07 | PT 7 SALATRUC | 1009151000001430 | Enel
1055 | BACĂU | BC60 | COMANESTI | MCAB 31 CARBONIFERA | AGAS01 | PTA 1 AGAS | 1009141000000278 | Enel
1056 | BACĂU | BC60 | COMANESTI | MCAB 31 CARBONIFERA | AGAS03 | PTA 3 AGAS | 1009141000000434 | Enel
1057 | BACĂU | BC60 | COMANESTI | MCAB 31 CARBONIFERA | AGAS05 | PTA 5 AGAS | 1009141000000435 | Enel
1058 | BACĂU | BC60 | COMANESTI | MCAB 31 CARBONIFERA | AGAS06 | PTA 6 AGAS | 1009141000000213 | Enel
1059 | BACĂU | BC60 | COMANESTI | MCAB 31 CARBONIFERA | AGAS09 | PTA 9 AGAS | 1009141000000236 | Enel
1060 | BACĂU | BC60 | COMANESTI | MCAB 31 CARBONIFERA | AGAS11 | PTA 11 AGAS | 1009162000020518 | Enel
1061 | BACĂU | BC60 | COMANESTI | MCAB 31 CARBONIFERA | AGAS12 | PTA 12 AGAS | 1009141000000951 | Enel
1062 | BACĂU | BC60 | COMANESTI | MCAB 31 CARBONIFERA | AGAS13 | PTA 13 AGAS | 1009141000000875 | Enel
1063 | BACĂU | BC60 | COMANESTI | MCAB 31 CARBONIFERA | APAA01 | PTA 1 APA ASAU | 1009141000000648 | Enel
1064 | BACĂU | BC60 | COMANESTI | MCAB 31 CARBONIFERA | APAA03 | PTA 3 APA ASAU | 1009141000000985 | Enel
1065 | BACĂU | BC60 | COMANESTI | MCAB 31 CARBONIFERA | APAA04 | PTA 4 APA ASAU | 1009141000000657 | Enel
1066 | BACĂU | BC60 | COMANESTI | MCAB 31 CARBONIFERA | ASAU01 | PTA 1 ASAU | 1009141000000686 | Enel
1067 | BACĂU | BC60 | COMANESTI | MCAB 31 CARBONIFERA | ASAU02 | PTA 2 ASAU | 1009141000000936 | Enel
1068 | BACĂU | BC60 | COMANESTI | MCAB 31 CARBONIFERA | ASAU03 | PTA 3 ASAU | 1009141000001275 | Enel
1069 | BACĂU | BC60 | COMANESTI | MCAB 31 CARBONIFERA | ASAU04 | PTA 4 ASAU | 1009151000001537 | Enel
1070 | BACĂU | BC60 | COMANESTI | MCAB 31 CARBONIFERA | ASAU05 | PTA 5 ASAU | 1009141000000801 | Enel
1071 | BACĂU | BC60 | COMANESTI | MCAB 31 CARBONIFERA | BELE01 | PT BELEGHET | 1009141000000913 | Enel
1072 | BACĂU | BC60 | COMANESTI | MCAB 31 CARBONIFERA | CIOB01 | PTA 1 CIOBANUS | 1009151000001534 | Enel
1073 | BACĂU | BC60 | COMANESTI | MCAB 31 CARBONIFERA | CIOB02 | PTA 2 CIOBANUS | 1009141000000892 | Enel
1074 | BACĂU | BC60 | COMANESTI | MCAB 31 CARBONIFERA | COM010 | PT 10 COMANESTI | 1009151000002704 | Enel
1075 | BACĂU | BC60 | COMANESTI | MCAB 31 CARBONIFERA | COM011 | PT 11 COMANESTI | 1009141000000763 | Enel
1076 | BACĂU | BC60 | COMANESTI | MCAB 31 CARBONIFERA | COM012 | PT 12 COMANESTI | 1009141000000945 | Enel
1077 | BACĂU | BC60 | COMANESTI | MCAB 31 CARBONIFERA | COM016 | PT 16 COMANESTI | 1009141000000598 | Enel
1078 | BACĂU | BC60 | COMANESTI | MCAB 31 CARBONIFERA | COM031 | PT 31 COMANESTI | 1009141000000437 | Enel
1079 | BACĂU | BC60 | COMANESTI | MCAB 31 CARBONIFERA | COM052 | PT 52 COMANESTI | 1009141000000771 | Enel
1080 | BACĂU | BC60 | COMANESTI | MCAB 31 CARBONIFERA | COM053 | PT 53 COMANESTI | 1009141000000900 | Enel
1081 | BACĂU | BC60 | COMANESTI | MCAB 31 CARBONIFERA | GOIO01 | PTA 1 GOIOASA | 1009141000000827 | Enel
1082 | BACĂU | BC60 | COMANESTI | MCAB 31 CARBONIFERA | GOIO02 | PTA 2 GOIOASA | 1009151000002242 | Enel
1083 | BACĂU | BC60 | COMANESTI | MCAB 31 CARBONIFERA | LUAS01 | PTA LUNCA ASAU | 1009151000001399 | Enel
1084 | BACĂU | BC60 | COMANESTI | MCAB 31 CARBONIFERA | PLTA01 | PTA 1 PALTINIS | 1009141000000967 | Enel
1085 | BACĂU | BC60 | COMANESTI | MCAB 31 CARBONIFERA | PLTA02 | PTA 2 PALTINIS | 1009151000002042 | Enel
1086 | BACĂU | BC60 | COMANESTI | MCAB 31 CARBONIFERA | PRLC01 | PTA 1 PRELUCI | 1009151000001538 | Enel
1087 | BACĂU | BC60 | COMANESTI | MCAB 31 CARBONIFERA | PRLC02 | PTA 2 PRELUCI | 1009151000001502 | Enel
1088 | BACĂU | BC60 | COMANESTI | MCAB 31 CARBONIFERA | SLTA01 | PTA 1 SULTA | 1009151000001579 | Enel
1089 | BACĂU | BC60 | COMANESTI | MCAB 31 CARBONIFERA | SLTA02 | PTA 2 SULTA | 1009141000000569 | Enel
1090 | BACĂU | BC60 | COMANESTI | MCAB 31 CARBONIFERA | SLTA05 | PTA 5 SULTA | 1009141000000555 | Enel
1091 | BACĂU | BC60 | COMANESTI | MCAB 31 CARBONIFERA | STRJ01 | PTA 1 STRAJA | 1009141000001029 | Enel
1092 | BACĂU | BC60 | COMANESTI | MCAB 31 CARBONIFERA | STRJ02 | PTA 2 STRAJA | 1009141000000084 | Enel
1093 | BACĂU | BC60 | COMANESTI | MOINESTI | BCSS01 | PTA 1 BUCSESTI | 1009141000000882 | Enel
1094 | BACĂU | BC60 | COMANESTI | MOINESTI | BCSS02 | PTA 2 BUCSESTI | 1009151000002052 | Enel
1095 | BACĂU | BC60 | COMANESTI | MOINESTI | BCSS03 | PTA 3 BUCSESTI | 1009141000000950 | Enel
1096 | BACĂU | BC60 | COMANESTI | MOINESTI | BCSS04 | PTA 4 BUCSESTI | 1009141000000916 | Enel
1097 | BACĂU | BC60 | COMANESTI | MOINESTI | BULE01 | PTA BULENI | 1009141000000474 | Enel
1098 | BACĂU | BC60 | COMANESTI | MOINESTI | CERN01 | PTA 1 CERNU | 1009141000000394 | Enel
1099 | BACĂU | BC60 | COMANESTI | MOINESTI | CERN03 | PTA 3 CERNU | 1009141000000861 | Enel
1100 | BACĂU | BC60 | COMANESTI | MOINESTI | CERN04 | PTA 4 CERNU | 1009141000000617 | Enel
1101 | BACĂU | BC60 | COMANESTI | MOINESTI | COM003 | PTA 3 COMANESTI | 1009151000001459 | Enel
1102 | BACĂU | BC60 | COMANESTI | MOINESTI | COM007 | PTA7 COMANESTI | 1009151000001605 | Enel
1103 | BACĂU | BC60 | COMANESTI | MOINESTI | MOI001 | PT 1 MOINESTI | 1009141000000715 | Enel
1104 | BACĂU | BC60 | COMANESTI | MOINESTI | MOI002 | PT 2 MOINESTI | 1009141000001199 | Enel
1105 | BACĂU | BC60 | COMANESTI | MOINESTI | MOI003 | PT 3 MOINESTI | 1009151000001588 | Enel
1106 | BACĂU | BC60 | COMANESTI | MOINESTI | MOI004 | PTCZ 4 MOINESTI | 1009141000000736 | Enel
1107 | BACĂU | BC60 | COMANESTI | MOINESTI | MOI005 | PTCZ 5 MOINESTI | 1009141000000513 | Enel
1108 | BACĂU | BC60 | COMANESTI | MOINESTI | MOI006 | PT 6 MOINESTI | 1009141000000724 | Enel
1109 | BACĂU | BC60 | COMANESTI | MOINESTI | MOI007 | PT 7 MOINESTI | 1009141000000832 | Enel
1110 | BACĂU | BC60 | COMANESTI | MOINESTI | MOI008 | PT 8 MOINESTI | 1009141000000730 | Enel
1111 | BACĂU | BC60 | COMANESTI | MOINESTI | MOI009 | PT 9 MOINESTI | 1009141000000387 | Enel
1112 | BACĂU | BC60 | COMANESTI | MOINESTI | MOI010 | PTCZ 10 MOINESTI | 1009141000001144 | Enel
1113 | BACĂU | BC60 | COMANESTI | MOINESTI | MOI011 | PTCZ 11 MOINESTI | 1009141000000853 | Enel
1114 | BACĂU | BC60 | COMANESTI | MOINESTI | MOI012 | PT 12 MOINESTI | 1009141000000753 | Enel
1115 | BACĂU | BC60 | COMANESTI | MOINESTI | MOI013 | PTCZ 13 MOINESTI | 1009141000000867 | Enel
1116 | BACĂU | BC60 | COMANESTI | MOINESTI | MOI015 | PTA 15 MOINESTI | 1009151000001427 | Enel
1117 | BACĂU | BC60 | COMANESTI | MOINESTI | MOI016 | PTA 16 MOINESTI | 1009141000000493 | Enel
1118 | BACĂU | BC60 | COMANESTI | MOINESTI | MOI017 | PTA 17 MOINESTI | 1009151000001535 | Enel
1119 | BACĂU | BC60 | COMANESTI | MOINESTI | MOI019 | PTA 19 MOINESTI | 1009141000000543 | Enel
1120 | BACĂU | BC60 | COMANESTI | MOINESTI | MOI021 | PTA 21 MOINESTI | 1009141000000743 | Enel
1121 | BACĂU | BC60 | COMANESTI | MOINESTI | MOI022 | PT 22 MOINESTI | 1009151000001461 | Enel
1122 | BACĂU | BC60 | COMANESTI | MOINESTI | MOI023 | PTA 23 MOINESTI | 1009141000001022 | Enel
1123 | BACĂU | BC60 | COMANESTI | MOINESTI | MOI024 | PTA 24 MOINESTI | 1009141000000531 | Enel
1124 | BACĂU | BC60 | COMANESTI | MOINESTI | MOI025 | PTA 25 MOINESTI | 1009141000000091 | Enel
1125 | BACĂU | BC60 | COMANESTI | MOINESTI | MOI028 | PT 28 MOINESTI | 1009141000000991 | Enel
1126 | BACĂU | BC60 | COMANESTI | MOINESTI | MOI029 | PT 29 MOINESTI | 1009141000001249 | Enel
1127 | BACĂU | BC60 | COMANESTI | MOINESTI | MOI030 | PT 30 MOINESTI | 1009141000000924 | Enel
1128 | BACĂU | BC60 | COMANESTI | MOINESTI | MOI032 | PTCZ 32 MOINESTI | 1009141000000234 | Enel
1129 | BACĂU | BC60 | COMANESTI | MOINESTI | MOI033 | PTCZ 33 MOINESTI | 1009141000001179 | Enel
1130 | BACĂU | BC60 | COMANESTI | MOINESTI | MOI034 | PTA 34 MOINESTI | 1009141000001171 | Enel
1131 | BACĂU | BC60 | COMANESTI | MOINESTI | MOI036 | PT 36 MOINESTI | 1009141000000935 | Enel
1132 | BACĂU | BC60 | COMANESTI | MOINESTI | MOI037 | PTCZ 37 MOINESTI | 1009141000000436 | Enel
1133 | BACĂU | BC60 | COMANESTI | MOINESTI | MOI038 | PTCZ 38 MOINESTI | 1009141000001271 | Enel
1134 | BACĂU | BC60 | COMANESTI | MOINESTI | MOI039 | PTCZ 39 MOINESTI | 1009141000001267 | Enel
1135 | BACĂU | BC60 | COMANESTI | MOINESTI | MOI041 | PT41 MOINESTI | 1009141000001026 | Enel
1136 | BACĂU | BC60 | COMANESTI | MOINESTI | MOI043 | PTCZ 43 MOINESTI | 1009141000000546 | Enel
1137 | BACĂU | BC60 | COMANESTI | MOINESTI | MOI045 | PT 45 MOINESTI | 1009141000000528 | Enel
1138 | BACĂU | BC60 | COMANESTI | MOINESTI | MOI049 | PT 49 MOINESTI | 1009141000000879 | Enel
1139 | BACĂU | BC60 | COMANESTI | MOINESTI | PDRI01 | PTA 1 PODURI | 1009141000000116 | Enel
1140 | BACĂU | BC60 | COMANESTI | MOINESTI | PDRI02 | PTA 2 PODURI | 1009141000000082 | Enel
1141 | BACĂU | BC60 | COMANESTI | MOINESTI | PDRI03 | PTA 3 PODURI | 1009141000000119 | Enel
1142 | BACĂU | BC60 | COMANESTI | MOINESTI | PDRI04 | PTA 4 PODURI | 1009141000000087 | Enel
1143 | BACĂU | BC60 | COMANESTI | MOINESTI | PDRI06 | PTA 6 PODURI | 1009151000001616 | Enel
1144 | BACĂU | BC60 | COMANESTI | MOINESTI | PDRI08 | PTA 8 PODURI | 1009141000000707 | Enel
1145 | BACĂU | BC60 | COMANESTI | MOINESTI | PROH01 | PTA 1 PROHOZESTI | 1009141000000612 | Enel
1146 | BACĂU | BC60 | COMANESTI | MOINESTI | PROH02 | PTA 2 PROHOZESTI | 1009141000001006 | Enel
1147 | BACĂU | BC60 | COMANESTI | MOINESTI | VASS01 | PTA 1 VALEA SOSII | 1009141000000285 | Enel
1148 | BACĂU | BC60 | COMANESTI | MOINESTI | VASS02 | PTA 2 VALEA SOSII | 1009141000000638 | Enel
1149 | BACĂU | BC60 | COMANESTI | MOINESTI | VASS03 | PTA 3 VALEA SOSII | 1009141000001016 | Enel
1150 | BACĂU | BC60 | COMANESTI | MOINESTI | VASS04 | PTA 4 VALEA SOSII | 1009141000000925 | Enel
1151 | BACĂU | BC60 | COMANESTI | ONESTI 35 | IAZS01 | PT IAZ 1 | 1009141000000611 | Enel
1152 | BACĂU | BC60 | COMANESTI | ONESTI 35 | PETS01 | PT PETRICICA 1 | 1009141000001202 | Enel
1153 | BACĂU | BC60 | COMANESTI | ONESTI 35 | PETS02 | PT PETRICICA 2 | 1009141000000548 | Enel
1154 | BACĂU | BC60 | COMANESTI | ONESTI 35 | RCTS01 | PT RACHITISU 1 | 1009151000001479 | Enel
1155 | BACĂU | BC60 | COMANESTI | ONESTI 35 | RCTS02 | PT RACHITISU 2 | 1009151000001584 | Enel
1156 | BACĂU | BC60 | COMANESTI | TARATA | FRMB01 | PTA 1 FRUMOASA | 1009151000002031 | Enel
1157 | BACĂU | BC60 | COMANESTI | TARATA | FRMB03 | PTA 3 FRUMOASA | 1009151000002437 | Enel
1158 | BACĂU | BC60 | COMANESTI | TARATA | FRMB06 | PTA 6 FRUMOASA | 1009151000002399 | Enel
1159 | BACĂU | BC60 | COMANESTI | TARATA | NGRN01 | PTA 1 NEGRENI | 1009151000001463 | Enel
1160 | BACĂU | BC60 | COMANESTI | ZEMES | ZEME01 | PTA 1 ZEMES | 1009141000000884 | Enel
1161 | BACĂU | BC60 | COMANESTI | ZEMES | ZEME02 | PTA 2 ZEMES | 1009141000000488 | Enel
1162 | BACĂU | BC60 | COMANESTI | ZEMES | ZEME03 | PTA 3 ZEMES | 1009141000000714 | Enel
1163 | BACĂU | BC60 | COMANESTI | ZEMES | ZEME04 | PTA 4 ZEMES | 1009141000000988 | Enel
1164 | BACĂU | BC60 | COMANESTI | ZEMES | ZEME05 | PTA 5 ZEMES | 1009141000000754 | Enel
1165 | BACĂU | BC60 | COMANESTI | ZEMES | ZEME06 | PTCZ CLUB ZEMES | 1009141000000289 | Enel
1166 | BACĂU | BC60 | COMANESTI | ZEMES | ZEME07 | PTA COLONIE ZEMES | 1009141000000187 | Enel
1167 | BOTOȘANI | BT10 | BOTOSANI | ABATOR | BT0009 | PTA C9 BOTOSANI | 1702234122646061 | Hexing
1168 | BOTOȘANI | BT10 | BOTOSANI | ABATOR | BT0010 | PTA C10 BOTOSANI | 1702434125831789 | Hexing
1169 | BOTOȘANI | BT10 | BOTOSANI | ABATOR | BT0012 | PTM C12 BOTOSANI | 1702234122711097 | Hexing
1170 | BOTOȘANI | BT10 | BOTOSANI | ABATOR | BT0014 | PTA C14 BOTOSANI | 1702234122646057 | Hexing
1171 | BOTOȘANI | BT10 | BOTOSANI | ABATOR | BT1511 | PTCZ 1511 BOTOSANI | 1702434125831790 | Hexing
1172 | BOTOȘANI | BT10 | BOTOSANI | ABATOR | BT1515 | PTCZ 1515 BOTOSANI | 1009141000000901 | Enel
1173 | BOTOȘANI | BT10 | BOTOSANI | ABATOR | BT3815 | PTA CIRESOAIA BOTOSANI | 1702334123717721 | Hexing
1174 | BOTOȘANI | BT10 | BOTOSANI | BLOCURI | BT0155 | PTAB 15 E BOTOSANI | 1702434126423120 | Hexing
1175 | BOTOȘANI | BT10 | BOTOSANI | BLOCURI | BT0161 | PTM 16 A BOTOSANI | 1702234122711110 | Hexing
1176 | BOTOȘANI | BT10 | BOTOSANI | BLOCURI | BT0163 | PTAB 16C BOTOSANI | 1702234122711111 | Hexing
1177 | BOTOȘANI | BT10 | BOTOSANI | BLOCURI | BT1211 | PTAB 1211 BOTOSANI | 1702234122711094 | Hexing
1178 | BOTOȘANI | BT10 | BOTOSANI | BLOCURI | BT1316 | PTCZ 1316 BOTOSANI | 1702234122646067 | Hexing
1179 | BOTOȘANI | BT10 | BOTOSANI | BLOCURI | BT1504 | PTM 1504 BOTOSANI | 1702234122711107 | Hexing
1180 | BOTOȘANI | BT10 | BOTOSANI | BLOCURI | BT1508 | PTCZ 1508 BOTOSANI | 1702234122646071 | Hexing
1181 | BOTOȘANI | BT10 | BOTOSANI | BLOCURI | BT1509 | PT 1509 BOTOSANI | 1702334123717720 | Hexing
1182 | BOTOȘANI | BT10 | BOTOSANI | BLOCURI | BT1510 | PTCZ 1510 BOTOSANI | 1702334123717726 | Hexing
1183 | BOTOȘANI | BT10 | BOTOSANI | BLOCURI | BT1603 | PTCZ 1603 BOTOSANI | 1702234122646068 | Hexing
1184 | BOTOȘANI | BT10 | BOTOSANI | BLOCURI | BT1604 | PTCZ 1604 BOTOSANI | 1702234122711093 | Hexing
1185 | BOTOȘANI | BT10 | BOTOSANI | BLOCURI | BT1606 | PTM 1606 BOTOSANI | 1702434127045296 | Hexing
1186 | BOTOȘANI | BT10 | BOTOSANI | BLOCURI | BT1607 | PTM 1607 BOTOSANI | 1702334123717716 | Hexing
1187 | BOTOȘANI | BT10 | BOTOSANI | BLOCURI | BT1609 | PTAV 1609 BOTOSANI | 1702334123717715 | Hexing
1188 | BOTOȘANI | BT10 | BOTOSANI | BLOCURI | BT1610 | PTCZ 1610 BOTOSANI | 1702434126423117 | Hexing
1189 | BOTOȘANI | BT10 | BOTOSANI | BLOCURI | BT1611 | PTM 1611 BOTOSANI | 1702234122646066 | Hexing
1190 | BOTOȘANI | BT10 | BOTOSANI | BLOCURI | BT1707 | PCZT 1707 BOTOSANI | 1702334125532616 | Hexing
1191 | BOTOȘANI | BT10 | BOTOSANI | BLOCURI | BT1907 | PTAB 1907 BOTOSANI | 1702234122711101 | Hexing
1192 | BOTOȘANI | BT10 | BOTOSANI | BLOCURI | BT1908 | PTCZ 1908 BOTOSANI | 1702234122711112 | Hexing
1193 | BOTOȘANI | BT10 | BOTOSANI | BLOCURI | BT1911 | PTCZ 1911 BOTOSANI | 1702434126595856 | Hexing
1194 | BOTOȘANI | BT10 | BOTOSANI | BLOCURI | BT1913 | PTM 1913 BOTOSANI | 1702434125831791 | Hexing
1195 | BOTOȘANI | BT10 | BOTOSANI | BLOCURI | BT2006 | PTCZ 2006 BOTOSANI | 1702334123717725 | Hexing
1196 | BOTOȘANI | BT10 | BOTOSANI | BLOCURI | BT2007 | PTCZ 2007 BOTOSANI | 1702434127805172 | Hexing
1197 | BOTOȘANI | BT10 | BOTOSANI | BLOCURI | BT2011 | PTCZ 2011 (TERT) BOTOSANI | 1702334123717729 | Hexing
1198 | BOTOȘANI | BT10 | BOTOSANI | BLOCURI | BT3280 | PTAB MICIURIN BOTOSANI | 1702234122711114 | Hexing
1199 | BOTOȘANI | BT10 | BOTOSANI | BOTOSANI | BT0024 | PTCZ AGROSEM BOTOSANI | 1702434126423121 | Hexing
1200 | BOTOȘANI | BT10 | BOTOSANI | BOTOSANI | BT0141 | PTCZ 14 A BOTOSANI | 1702234122646064 | Hexing
1201 | BOTOȘANI | BT10 | BOTOSANI | BOTOSANI | BT1309 | PTCZ 1309 BOTOSANI | 1702334125532615 | Hexing
1202 | BOTOȘANI | BT10 | BOTOSANI | BOTOSANI | BT1401 | PTCZ 1401 BOTOSANI | 1702434126595857 | Hexing
1203 | BOTOȘANI | BT10 | BOTOSANI | BOTOSANI | BT1802 | PTCZ 1802 BOTOSANI | 1702434126595855 | Hexing
1204 | BOTOȘANI | BT10 | BOTOSANI | BOTOSANI | BT3180 | PTCZ IEC BOTOSANI | 1702434127045294 | Hexing
1205 | BOTOȘANI | BT10 | BOTOSANI | CATAMARASTI | BT3110 | PTCZ DACIA SERVICE BOTOSANI | 1702334125532620 | Hexing
1206 | BOTOȘANI | BT10 | BOTOSANI | CATAMARASTI | BT3321 | PTAB CASE PECO BT 400 KVA | 1702334123717727 | Hexing
1207 | BOTOȘANI | BT10 | BOTOSANI | CATAMARASTI | CATA08 | PTCZ BLOCURI BOTOSANI (CATAMARASTI) | 1702334125532621 | Hexing
1208 | BOTOȘANI | BT10 | BOTOSANI | CATAMARASTI | CATA10 | PTCZ 1 APA BOTOSANI (CATAMARASTI) | 1702334125532623 | Hexing
1209 | BOTOȘANI | BT10 | BOTOSANI | HUDUM | BT0002 | PTA C2 BOTOSANI | 1702234122711100 | Hexing
1210 | BOTOȘANI | BT10 | BOTOSANI | HUDUM | BT0003 | PTM C3 BOTOSANI | 1702234122711109 | Hexing
1211 | BOTOȘANI | BT10 | BOTOSANI | HUDUM | BT0004 | PTA C4 BOTOSANI | 1702434126423123 | Hexing
1212 | BOTOȘANI | BT10 | BOTOSANI | HUDUM | BT0005 | PTA C5 BOTOSANI | 1702234122711103 | Hexing
1213 | BOTOȘANI | BT10 | BOTOSANI | HUDUM | BT0006 | PTCZ C6 BOTOSANI | 1702434125831794 | Hexing
1214 | BOTOȘANI | BT10 | BOTOSANI | HUDUM | BT0015 | PTA C15 BOTOSANI | 1702434125831792 | Hexing
1215 | BOTOȘANI | BT10 | BOTOSANI | HUDUM | BT0020 | PTA C20 BOTOSANI | 1702234122711121 | Hexing
1216 | BOTOȘANI | BT10 | BOTOSANI | HUDUM | BT0021 | PTA C21 BOTOSANI | 1702234122646052 | Hexing
1217 | BOTOȘANI | BT10 | BOTOSANI | HUDUM | BT0083 | PTA 4 BOTOSANI (SPITAL) | 1702434126423118 | Hexing
1218 | BOTOȘANI | BT10 | BOTOSANI | HUDUM | BT3560 | PTA IELIF BOTOSANI | 1702234122646058 | Hexing
1219 | BOTOȘANI | BT10 | BOTOSANI | HUDUM | BT3563 | PTAB 3 ANL CISMEA | 1702334123717724 | Hexing
1220 | BOTOȘANI | BT10 | BOTOSANI | HUDUM | BT3680 | PTA PISCICOLA BOTOSANI | 1702234122646062 | Hexing
1221 | BOTOȘANI | BT10 | BOTOSANI | HUDUM | BT3700 | PTA POD DE PIATRA | 1702434127045293 | Hexing
1222 | BOTOȘANI | BT10 | BOTOSANI | HUDUM | BT3710 | PTA POLIGON BOTOSANI | 1702334123717728 | Hexing
1223 | BOTOȘANI | BT10 | BOTOSANI | HUDUM | BT3712 | PTCZ ASFALT(TERT) BOTOSANI | 1702234122711105 | Hexing
1224 | BOTOȘANI | BT10 | BOTOSANI | HUDUM | BT3750 | PT SERE BOTOSANI (CATAMARASTI) | 1702234123505936 | Hexing
1225 | BOTOȘANI | BT10 | BOTOSANI | HUDUM | BT3800 | PTA 1 TULBURENI | 1702334125532612 | Hexing
1226 | BOTOȘANI | BT10 | BOTOSANI | HUDUM | BT3801 | PTA 2 TULBURENI | 1702234122646048 | Hexing
1227 | BOTOȘANI | BT10 | BOTOSANI | HUDUM | BT3810 | PTA VASILE LUPU | 1702234122646070 | Hexing
1228 | BOTOȘANI | BT10 | BOTOSANI | HUDUM | BT3813 | PTA PETROSTAR BOTOSANI | 1702234122711106 | Hexing
1229 | BOTOȘANI | BT10 | BOTOSANI | HUDUM | BT3855 | PTAB LEBADA | 1702234122711115 | Hexing
1230 | BOTOȘANI | BT10 | BOTOSANI | HUDUM | CATA01 | PTA 1 CATAMARASTI | 1702334125532622 | Hexing
1231 | BOTOȘANI | BT10 | BOTOSANI | HUDUM | CATA02 | PTA 2 CATAMARASTI | 1702334125532619 | Hexing
1232 | BOTOȘANI | BT10 | BOTOSANI | HUDUM | CATA03 | PTA 3 CATAMARASTI | 1702234122711119 | Hexing
1233 | BOTOȘANI | BT10 | BOTOSANI | HUDUM | CATA07 | PTAB 7 CATAMARASTI DEAL 100 KVA | 1702434125831784 | Hexing
1234 | BOTOȘANI | BT10 | BOTOSANI | HUDUM | CATA13 | PTA CATAMARASTI NORD | 1702234122711117 | Hexing
1235 | BOTOȘANI | BT10 | BOTOSANI | HUDUM | CATA14 | PTA IAS CATAMARASTI DEAL | 1702334125532614 | Hexing
1236 | BOTOȘANI | BT10 | BOTOSANI | HUDUM | CATA17 | PTA 4 EPURARE CATAMARASTI DEAL(TERT) 63 KVA | 1702434126423116 | Hexing
1237 | BOTOȘANI | BT10 | BOTOSANI | HUDUM | CISM01 | PTA 1 CISMEA | 1702234122646044 | Hexing
1238 | BOTOȘANI | BT10 | BOTOSANI | HUDUM | CISM02 | PTA 2 CISMEA | 1702234122646045 | Hexing
1239 | BOTOȘANI | BT10 | BOTOSANI | HUDUM | CISM03 | PTAB 1 ANL CISMEA | 1702334125532618 | Hexing
1240 | BOTOȘANI | BT10 | BOTOSANI | HUDUM | CURT01 | PTA 1 CURTESTI | 1702234122646055 | Hexing
1241 | BOTOȘANI | BT10 | BOTOSANI | HUDUM | CURT02 | PTA 2 CURTESTI | 1702234122646059 | Hexing
1242 | BOTOȘANI | BT10 | BOTOSANI | HUDUM | CURT03 | PTA 3 CURTESTI | 1702234122646056 | Hexing
1243 | BOTOȘANI | BT10 | BOTOSANI | HUDUM | CURT04 | PTA LEBADA(TERT) | 1702234122646049 | Hexing
1244 | BOTOȘANI | BT10 | BOTOSANI | HUDUM | CURT06 | PTAB 6 CURTESTI 100 KVA | 1702234122711116 | Hexing
1245 | BOTOȘANI | BT10 | BOTOSANI | HUDUM | CURT08 | PTA 8 CURTESTI | 1702234122646054 | Hexing
1246 | BOTOȘANI | BT10 | BOTOSANI | HUDUM | CURT31 | PTA POMPE CURTESTI | 1702234122646053 | Hexing
1247 | BOTOȘANI | BT10 | BOTOSANI | HUDUM | CURT32 | PTA REPOMPARE CURTESTI | 1702234122711099 | Hexing
1248 | BOTOȘANI | BT10 | BOTOSANI | HUDUM | CURT91 | PTA AGROFARM (TERT)CURTESTI | 1702434126423122 | Hexing
1249 | BOTOȘANI | BT10 | BOTOSANI | HUDUM | HUDU03 | PTA 3 HUDUM (PROFI IZOBEK) | 1702234122646050 | Hexing
1250 | BOTOȘANI | BT10 | BOTOSANI | HUDUM | HUDU05 | PTAB 5 HUDUM | 1702234122711098 | Hexing
1251 | BOTOȘANI | BT10 | BOTOSANI | HUDUM | LEBD02 | PTA 2 LEBADA | 1702234122646051 | Hexing
1252 | BOTOȘANI | BT10 | BOTOSANI | HUDUM | MADO01 | PTA 1 MANASTIREA DOAMNEI | 1702234122711113 | Hexing
1253 | BOTOȘANI | BT10 | BOTOSANI | HUDUM | MADO02 | PTA 2 MANASTIREA DOAMNEI | 1702334123717718 | Hexing
1254 | BOTOȘANI | BT10 | BOTOSANI | HUDUM | MADO04 | PTAB 4 M.REA DOAMNEI 100 KVA | 1702334123717719 | Hexing
1255 | BOTOȘANI | BT10 | BOTOSANI | HUDUM | MADO05 | PTA 5 MANASTIREA DOAMNEI (1X160 KVA) | 1702234122711095 | Hexing
1256 | BOTOȘANI | BT10 | BOTOSANI | HUDUM | MNLS01 | PTA 1 MANOLESTI VALE | 1702434125831788 | Hexing
1257 | BOTOȘANI | BT20 | DOROHOI | DARABANI | DRB001 | PTAV 1 DARABANI | 1702334123717731 | Hexing
1258 | BOTOȘANI | BT20 | DOROHOI | DARABANI | DRB006 | PTA 6 DARABANI | 1009151000002772 | Enel
1259 | BOTOȘANI | BT20 | DOROHOI | DARABANI | DRB013 | PTA 13 DARABANI | 1702334125532625 | Hexing
1260 | BOTOȘANI | BT20 | DOROHOI | DARABANI | DRB023 | PTAB 23 DARABANI LICEU | 1702334125532629 | Hexing
1261 | BOTOȘANI | BT20 | DOROHOI | DARABANI | DRB024 | PTCZ 24 DARABANI | 1702334123717722 | Hexing
1262 | BOTOȘANI | BT20 | DOROHOI | DARABANI | DRB027 | PTA 27 DARABANI TRATARE APA | 1702234122646060 | Hexing
1263 | BOTOȘANI | BT20 | DOROHOI | DARABANI | DRB028 | PTCZ 28 DARABANI BLOCURI VECHI | 1702434127805174 | Hexing
1264 | BOTOȘANI | BT20 | DOROHOI | DARABANI | DRB031 | PTAB 31 DARABANI | 1702434127805171 | Hexing
1265 | BOTOȘANI | BT20 | DOROHOI | DOROHOI | DOR004 | PTCZ 4 DOROHOI | 1702434125831787 | Hexing
1266 | BOTOȘANI | BT20 | DOROHOI | DOROHOI | DOR016 | PTCZ 16 DOROHOI | 1702334125532628 | Hexing
1267 | BOTOȘANI | BT20 | DOROHOI | DOROHOI | DOR023 | PTA 23 DOROHOI | 1702434125831785 | Hexing
1268 | BOTOȘANI | BT20 | DOROHOI | DOROHOI | DOR037 | PTCZ 37 DOROHOI | 1702434125831783 | Hexing
1269 | BOTOȘANI | BT20 | DOROHOI | DOROHOI | DOR042 | PTCZ 42 DOROHOI | 1702334123717717 | Hexing
1270 | BOTOȘANI | BT20 | DOROHOI | DOROHOI | DOR059 | PTM 59 DOROHOI | 1702434127805170 | Hexing
1271 | BOTOȘANI | BT20 | DOROHOI | DOROHOI | DOR076 | PTM 76 DOROHOI | 1702234122646065 | Hexing
1272 | BOTOȘANI | BT20 | DOROHOI | DOROHOI | DOR078 | PTCZ 78 DOROHOI | 1702434126423119 | Hexing
1273 | BOTOȘANI | BT20 | DOROHOI | DOROHOI | DOR078 | PTCZ 78 DOROHOI | 1702334123717714 | Hexing
1274 | BOTOȘANI | BT20 | DOROHOI | DOROHOI | DOR083 | PTA 83 DOROHOI (DEALU MARE) | 1702234122646063 | Hexing
1275 | BOTOȘANI | BT30 | SAVENI | RIPICENI | RIPI02 | PTCZ 2 RIPICENI | 1009141000000886 | Enel
1276 | BOTOȘANI | BT30 | SAVENI | SAVENI | SAV001 | PTA 1 SAVENI | 1702234123505935 | Hexing
1277 | BOTOȘANI | BT30 | SAVENI | SAVENI | SAV002 | PTA 2 SAVENI | 1702234122646042 | Hexing
1278 | BOTOȘANI | BT30 | SAVENI | SAVENI | SAV004 | PTA 4 SAVENI | 1702334123717730 | Hexing
1279 | BOTOȘANI | BT30 | SAVENI | SAVENI | SAV005 | PTCZ 5 BLOCURI 1 SAVENI | 1702234123505934 | Hexing
1280 | BOTOȘANI | BT30 | SAVENI | SAVENI | SAV007 | PTA 7 SAVENI STEFAN CEL MARE | 1702234122646047 | Hexing
1281 | BOTOȘANI | BT30 | SAVENI | SAVENI | SAV008 | PTCZ CONFECTIA SAVENI | 1702234122711104 | Hexing
1282 | BOTOȘANI | BT30 | SAVENI | SAVENI | SAV010 | PTAB 10 COMPLEX SAVENI | 1702234123505937 | Hexing
1283 | BOTOȘANI | BT30 | SAVENI | SAVENI | SAV011 | PTCZ 11 LICEU SAVENI | 1702234122646046 | Hexing
1284 | BOTOȘANI | BT30 | SAVENI | SAVENI | SAV012 | PTA 12 S. BARNUTIU SAVENI | 1702434127805169 | Hexing
1285 | BOTOȘANI | BT30 | SAVENI | SAVENI | SAV014 | PTM 14 STADION SAVENI | 1702234123505933 | Hexing
1286 | BOTOȘANI | BT30 | SAVENI | SAVENI | SAV015 | PTA PASAJ CFR (TERT) SAVENI | 1702334123717713 | Hexing
1287 | BOTOȘANI | BT30 | SAVENI | SAVENI | SAV029 | PTCZ 8 BLOCURI 2 SAVENI | 1702234122646043 | Hexing
1288 | BOTOȘANI | BT30 | SAVENI | TRUSESTI | STFN04 | PTA 4 STEFANESTI | 1702334123717712 | Hexing
1289 | BOTOȘANI | BT30 | SAVENI | TRUSESTI | STFN05 | PTCZ BLOCURI STEFANESTI | 1702234122711102 | Hexing
1290 | BOTOȘANI | BT30 | SAVENI | TRUSESTI | TRUS01 | PTA 1 TRUSESTI | 1702334125532627 | Hexing
1291 | BOTOȘANI | BT30 | SAVENI | TRUSESTI | TRUS02 | PTA 2 TRUSESTI | 1702334125532610 | Hexing
1292 | BOTOȘANI | BT30 | SAVENI | TRUSESTI | TRUS03 | PTA 3 TRUSESTI | 1702334125532611 | Hexing
1293 | BOTOȘANI | BT30 | SAVENI | TRUSESTI | TRUS04 | PTA 4 TRUSESTI | 1702234122711118 | Hexing
1294 | BOTOȘANI | BT30 | SAVENI | TRUSESTI | TRUS05 | PTA 5 TRUSESTI | 1702234122711096 | Hexing
1295 | BOTOȘANI | BT30 | SAVENI | TRUSESTI | TRUS06 | PTA 6 TRUSESTI | 1009141000001166 | Enel
1296 | BOTOȘANI | BT30 | SAVENI | TRUSESTI | TRUS09 | PTA INCUBATOR TRUSESTI | 1702434126588386 | Hexing
1297 | BOTOȘANI | BT30 | SAVENI | TRUSESTI | TRUS10 | PTA MOARA TRUSESTI | 1702434126588384 | Hexing
1298 | BOTOȘANI | BT30 | SAVENI | TRUSESTI | TRUS11 | PTA BLOCURI TRUSESTI (FOST PTA 7 TRUSESTI) | 1702334125532626 | Hexing
1299 | BOTOȘANI | BT30 | SAVENI | TRUSESTI | TRUS12 | PTA SMA TRUSESTI | 1702434126423115 | Hexing
1300 | BOTOȘANI | BT30 | SAVENI | TRUSESTI | TRUS14 | PTA 1 COMPLEX TAURINE TRUSESTI | 1702334125532613 | Hexing
1301 | BOTOȘANI | BT30 | SAVENI | TRUSESTI | TRUS15 | PTCZ COMPLEX PORCI TRUSESTI | 1702334125532624 | Hexing
1302 | BOTOȘANI | BT30 | SAVENI | TRUSESTI | TRUS16 | PTCZ IRE TRUSESTI | 1702434125831786 | Hexing
1303 | BOTOȘANI | BT30 | SAVENI | TRUSESTI | TRUS16 | PTCZ IRE TRUSESTI | 1702334125532617 | Hexing
1304 | BOTOȘANI | BT30 | SAVENI | TRUSESTI | TRUS18 | PTCZ SILOZ TRUSESTI | 1702434126588385 | Hexing
1305 | BOTOȘANI | BT30 | SAVENI | TRUSESTI | TRUS20 | PTCZ BLOCURI TRUSESTI | 1702334125532609 | Hexing
1306 | BOTOȘANI | BT40 | FLAMANZI | FLAMANZI | FLAM08 | PTCZ 3 PTTR FLAMANZI | 1702334123717711 | Hexing
1307 | BOTOȘANI | BT40 | FLAMANZI | FLAMANZI | FLAM10 | PTM CRR FLAMINZI | 1702434125831793 | Hexing
1308 | BOTOȘANI | BT40 | FLAMANZI | FLAMANZI | VLDE01 | PTA 1 VLADENI DEAL | 1009141000000163 | Enel
1309 | IAȘI | IS10 | IASI URBAN | B 4 | IS0007 | PT 7 IASI | 1702234122711281 | Hexing
1310 | IAȘI | IS10 | IASI URBAN | B 4 | IS0126 | PT 126 IASI | 1702334123978832 | Hexing
1311 | IAȘI | IS10 | IASI URBAN | B 4 | IS0222 | PT 222 IASI | 1702234122711335 | Hexing
1312 | IAȘI | IS10 | IASI URBAN | B 4 | IS0228 | PT 228 IASI | 1702234122711369 | Hexing
1313 | IAȘI | IS10 | IASI URBAN | B 4 | IS0275 | PT 275 IASI | 1702234122711284 | Hexing
1314 | IAȘI | IS10 | IASI URBAN | B 4 | IS0282 | PT 282 IASI | 1702234122711236 | Hexing
1315 | IAȘI | IS10 | IASI URBAN | B 4 | IS0345 | PT 345 IASI | 1702234122711370 | Hexing
1316 | IAȘI | IS10 | IASI URBAN | B 4 | IS0346 | PT 346 IASI | 1702234122645884 | Hexing
1317 | IAȘI | IS10 | IASI URBAN | B 4 | IS0368 | PT 368 IASI | 1702434125895719 | Hexing
1318 | IAȘI | IS10 | IASI URBAN | B 4 | IS0400 | PT 400 IASI | 1702234122711423 | Hexing
1319 | IAȘI | IS10 | IASI URBAN | B 4 | IS0411 | PT 411 IASI | 1702434126588465 | Hexing
1320 | IAȘI | IS10 | IASI URBAN | B 4 | IS0485 | PT 485 IASI | 1702234122711435 | Hexing
1321 | IAȘI | IS10 | IASI URBAN | B 4 | IS0491 | PT 491 IASI | 1702234123505905 | Hexing
1322 | IAȘI | IS10 | IASI URBAN | B 4 | IS0492 | PT 492 IASI | 1702434126595882 | Hexing
1323 | IAȘI | IS10 | IASI URBAN | B 4 | IS0493 | PT 493 IASI | 1702234122645733 | Hexing
1324 | IAȘI | IS10 | IASI URBAN | B 4 | IS0494 | PT 494 IASI | 1702234122711359 | Hexing
1325 | IAȘI | IS10 | IASI URBAN | B 4 | IS0717 | PT 717 IASI | 1702334125532505 | Hexing
1326 | IAȘI | IS10 | IASI URBAN | B 4 | IS0758 | PTAB 758 IASI | 1702334125532509 | Hexing
1327 | IAȘI | IS10 | IASI URBAN | B 4 | IS0971 | PT 971 (LOCUINTE COLECTIVE CONEST PARC RESIDENCE) | 1702234122645778 | Hexing
1328 | IAȘI | IS10 | IASI URBAN | BREAZU | IS0004 | PT 4 IASI | 1702234122711232 | Hexing
1329 | IAȘI | IS10 | IASI URBAN | BREAZU | IS0018 | PT 18 IASI | 1702234122711239 | Hexing
1330 | IAȘI | IS10 | IASI URBAN | BREAZU | IS0028 | PT 28 IASI | 1702234123505902 | Hexing
1331 | IAȘI | IS10 | IASI URBAN | BREAZU | IS0029 | PT 29 IASI | 1702434126595884 | Hexing
1332 | IAȘI | IS10 | IASI URBAN | BREAZU | IS0030 | PT 30 IASI | 1702234122711296 | Hexing
1333 | IAȘI | IS10 | IASI URBAN | BREAZU | IS0030 | PT 30 IASI | 1702234122711293 | Hexing
1334 | IAȘI | IS10 | IASI URBAN | BREAZU | IS0031 | PT 31 IASI | 1702434126423150 | Hexing
1335 | IAȘI | IS10 | IASI URBAN | BREAZU | IS0031 | PT 31 IASI | 1702334125532498 | Hexing
1336 | IAȘI | IS10 | IASI URBAN | BREAZU | IS0032 | PTAB 32 IASI | 1702234123505894 | Hexing
1337 | IAȘI | IS10 | IASI URBAN | BREAZU | IS0034 | PT 34 IASI | 1702234122645842 | Hexing
1338 | IAȘI | IS10 | IASI URBAN | BREAZU | IS0062 | PTM 62 IASI | 1702234122711233 | Hexing
1339 | IAȘI | IS10 | IASI URBAN | BREAZU | IS0071 | PT 71 IASI | 1702234122711404 | Hexing
1340 | IAȘI | IS10 | IASI URBAN | BREAZU | IS0074 | PT 74 IASI | 1702234123505928 | Hexing
1341 | IAȘI | IS10 | IASI URBAN | BREAZU | IS0086 | PT 86 IASI | 1702234122711427 | Hexing
1342 | IAȘI | IS10 | IASI URBAN | BREAZU | IS0089 | PA 89 IASI | 1702234122645785 | Hexing
1343 | IAȘI | IS10 | IASI URBAN | BREAZU | IS0089 | PA 89 IASI | 1702234122645847 | Hexing
1344 | IAȘI | IS10 | IASI URBAN | BREAZU | IS0115 | PT 115 IASI | 1702234122711226 | Hexing
1345 | IAȘI | IS10 | IASI URBAN | BREAZU | IS0117 | PT 117 IASI | 1702434126595879 | Hexing
1346 | IAȘI | IS10 | IASI URBAN | BREAZU | IS0185 | PT 185 IASI | 1702234122711346 | Hexing
1347 | IAȘI | IS10 | IASI URBAN | BREAZU | IS0261 | PT 261 IASI | 1702234122711349 | Hexing
1348 | IAȘI | IS10 | IASI URBAN | BREAZU | IS0299 | PT 299 IASI | 1702234122711379 | Hexing
1349 | IAȘI | IS10 | IASI URBAN | BREAZU | IS0308 | PT 308 IASI | 1702334123978833 | Hexing
1350 | IAȘI | IS10 | IASI URBAN | BREAZU | IS0349 | PT 349 IASI | 1702434125895609 | Hexing
1351 | IAȘI | IS10 | IASI URBAN | BREAZU | IS0349 | PT 349 IASI | 1702334124027449 | Hexing
1352 | IAȘI | IS10 | IASI URBAN | BREAZU | IS0748 | PTAB 748 IASI | 1702334125532497 | Hexing
1353 | IAȘI | IS10 | IASI URBAN | BREAZU | IS0757 | PTAB 757 IASI | 1702334123717786 | Hexing
1354 | IAȘI | IS10 | IASI URBAN | BREAZU | IS0938 | PT 938 CENTRU REGIONAL CERCETARI ROVETEMERG | 1702434126588483 | Hexing
1355 | IAȘI | IS10 | IASI URBAN | BREAZU | IS0969 | PT 969 IASI LOCUINTE COLECTIVE INAMSTRO | 1702234122645870 | Hexing
1356 | IAȘI | IS10 | IASI URBAN | BREAZU | IS0969 | PT 969 IASI LOCUINTE COLECTIVE INAMSTRO | 1702234122645869 | Hexing
1357 | IAȘI | IS10 | IASI URBAN | BREAZU | IS0982 | PT 982 SC R&R PREMIUM DEVELOPMENT SRL | 1702234122645874 | Hexing
1358 | IAȘI | IS10 | IASI URBAN | BULARGA | IS0023 | PTAB 23 IASI | 1702234123505916 | Hexing
1359 | IAȘI | IS10 | IASI URBAN | BULARGA | IS0037 | PTAB 37 IASI | 1702234123505891 | Hexing
1360 | IAȘI | IS10 | IASI URBAN | BULARGA | IS0038 | PT 38 IASI | 1702234122711437 | Hexing
1361 | IAȘI | IS10 | IASI URBAN | BULARGA | IS0048 | PT 48 IASI | 1702334123717751 | Hexing
1362 | IAȘI | IS10 | IASI URBAN | BULARGA | IS0050 | PT 50 IASI | 1702234122711376 | Hexing
1363 | IAȘI | IS10 | IASI URBAN | BULARGA | IS0060 | PT 60 IASI | 1009141000000414 | Enel
1364 | IAȘI | IS10 | IASI URBAN | BULARGA | IS0078 | PT 78 IASI | 1702234122711438 | Hexing
1365 | IAȘI | IS10 | IASI URBAN | BULARGA | IS0102 | PT 102 IASI | 1702234122711240 | Hexing
1366 | IAȘI | IS10 | IASI URBAN | BULARGA | IS0116 | PT 116 IASI | 1702234122645789 | Hexing
1367 | IAȘI | IS10 | IASI URBAN | BULARGA | IS0119 | PT 119 IASI | 1702234122711334 | Hexing
1368 | IAȘI | IS10 | IASI URBAN | BULARGA | IS0125 | PT 125 IASI | 1702334123978831 | Hexing
1369 | IAȘI | IS10 | IASI URBAN | BULARGA | IS0170 | PT 170 IASI | 1702234123505917 | Hexing
1370 | IAȘI | IS10 | IASI URBAN | BULARGA | IS0197 | PT 197 IASI | 1702234123505932 | Hexing
1371 | IAȘI | IS10 | IASI URBAN | BULARGA | IS0237 | PT 237 IASI | 1702234122645880 | Hexing
1372 | IAȘI | IS10 | IASI URBAN | BULARGA | IS0251 | PT 251 IASI | 1702234123505930 | Hexing
1373 | IAȘI | IS10 | IASI URBAN | BULARGA | IS0252 | PT 252 IASI | 1702334125532606 | Hexing
1374 | IAȘI | IS10 | IASI URBAN | BULARGA | IS0262 | PT 262 IASI | 1702234122645850 | Hexing
1375 | IAȘI | IS10 | IASI URBAN | BULARGA | IS0306 | PT 306 IASI | 1702434126588462 | Hexing
1376 | IAȘI | IS10 | IASI URBAN | BULARGA | IS0307 | PT 307 IASI | 1702234122711252 | Hexing
1377 | IAȘI | IS10 | IASI URBAN | BULARGA | IS0334 | PT 334 IASI | 1702434126588481 | Hexing
1378 | IAȘI | IS10 | IASI URBAN | BULARGA | IS0392 | PT 392 IASI | 1702234122711374 | Hexing
1379 | IAȘI | IS10 | IASI URBAN | BULARGA | IS0434 | PT 434 IASI | 1702334123717753 | Hexing
1380 | IAȘI | IS10 | IASI URBAN | BULARGA | IS0511 | PT 511 IASI | 1702234122645879 | Hexing
1381 | IAȘI | IS10 | IASI URBAN | BULARGA | IS0513 | PT 513 IASI | 1702234122711439 | Hexing
1382 | IAȘI | IS10 | IASI URBAN | BULARGA | IS0514 | PT 514 IASI | 1702434126588463 | Hexing
1383 | IAȘI | IS10 | IASI URBAN | BULARGA | IS0548 | PT 548 IASI | 1702434125895714 | Hexing
1384 | IAȘI | IS10 | IASI URBAN | BULARGA | IS0548 | PT 548 IASI | 1702434125895691 | Hexing
1385 | IAȘI | IS10 | IASI URBAN | BULARGA | IS0549 | PT 549 IASI | 1702434125895718 | Hexing
1386 | IAȘI | IS10 | IASI URBAN | BULARGA | IS0553 | PT 553 IASI | 1702234122711302 | Hexing
1387 | IAȘI | IS10 | IASI URBAN | BULARGA | IS0554 | PT 554 IASI | 1702234122711229 | Hexing
1388 | IAȘI | IS10 | IASI URBAN | BULARGA | IS0612 | PT 612 IASI | 1702234122645699 | Hexing
1389 | IAȘI | IS10 | IASI URBAN | BULARGA | IS0613 | PT 613 IASI | 1702234123505918 | Hexing
1390 | IAȘI | IS10 | IASI URBAN | BULARGA | IS0620 | PT 620 IASI | 1702234123505927 | Hexing
1391 | IAȘI | IS10 | IASI URBAN | BULARGA | IS0661 | PT 661 IASI | 1702234123505899 | Hexing
1392 | IAȘI | IS10 | IASI URBAN | BULARGA | IS0673 | PT 673 IASI | 1702334125532607 | Hexing
1393 | IAȘI | IS10 | IASI URBAN | BULARGA | IS0701 | PT 701 IASI | 1702234122711301 | Hexing
1394 | IAȘI | IS10 | IASI URBAN | BULARGA | IS0701 | PT 701 IASI | 1702234122711298 | Hexing
1395 | IAȘI | IS10 | IASI URBAN | BULARGA | IS0726 | PTAB 726 IASI | 1702434125895676 | Hexing
1396 | IAȘI | IS10 | IASI URBAN | BULARGA | IS0727 | PTAB 727 IASI | 1702234123505914 | Hexing
1397 | IAȘI | IS10 | IASI URBAN | BULARGA | IS0738 | PTAB 738 IASI | 1702234122711440 | Hexing
1398 | IAȘI | IS10 | IASI URBAN | BULARGA | IS0961 | PTAV 961(PFA ZAPODEANU IOAN) | 1702334125532502 | Hexing
1399 | IAȘI | IS10 | IASI URBAN | BULARGA | IS0975 | PT 975 LOC. COLECTIVE GAVRILA CTIN | 1702234122645698 | Hexing
1400 | IAȘI | IS10 | IASI URBAN | BULARGA | IS0975 | PT 975 LOC. COLECTIVE GAVRILA CTIN | 1702234122645782 | Hexing
1401 | IAȘI | IS10 | IASI URBAN | BULARGA | IS1002 | PT 1002 SC KIMONO INVEST SRL | 1702234122645851 | Hexing
1402 | IAȘI | IS10 | IASI URBAN | BULARGA | IS1023 | PT 1023 IASI (REZIDENTIAL KAUNU SRL) | 1702234122645779 | Hexing
1403 | IAȘI | IS10 | IASI URBAN | CENTRU | IS0002 | PT 2 IASI | 1702234122645757 | Hexing
1404 | IAȘI | IS10 | IASI URBAN | CENTRU | IS0010 | PTAB 10 IASI | 1702234123505929 | Hexing
1405 | IAȘI | IS10 | IASI URBAN | CENTRU | IS0011 | PT 11 IASI | 1702234122711360 | Hexing
1406 | IAȘI | IS10 | IASI URBAN | CENTRU | IS0012 | PT 12 IASI | 1702234122645759 | Hexing
1407 | IAȘI | IS10 | IASI URBAN | CENTRU | IS0017 | PTAB 17 IASI | 1702234122711357 | Hexing
1408 | IAȘI | IS10 | IASI URBAN | CENTRU | IS0019 | PT 19 IASI | 1702234123505895 | Hexing
1409 | IAȘI | IS10 | IASI URBAN | CENTRU | IS0025 | PT 25 IASI | 1702234122645846 | Hexing
1410 | IAȘI | IS10 | IASI URBAN | CENTRU | IS0041 | PT 41 IASI | 1702234122645726 | Hexing
1411 | IAȘI | IS10 | IASI URBAN | CENTRU | IS0045 | PT 45 IASI | 1702234122711361 | Hexing
1412 | IAȘI | IS10 | IASI URBAN | CENTRU | IS0052 | PTA 52 IASI | 1702234123505903 | Hexing
1413 | IAȘI | IS10 | IASI URBAN | CENTRU | IS0057 | PT 57 IASI | 1702234123505908 | Hexing
1414 | IAȘI | IS10 | IASI URBAN | CENTRU | IS0061 | PT 61 IASI | 1702234123505907 | Hexing
1415 | IAȘI | IS10 | IASI URBAN | CENTRU | IS0072 | PT 72 IASI | 1702334123717784 | Hexing
1416 | IAȘI | IS10 | IASI URBAN | CENTRU | IS0084 | PT 84 IASI | 1702234122645848 | Hexing
1417 | IAȘI | IS10 | IASI URBAN | CENTRU | IS0084 | PT 84 IASI | 1702234122645845 | Hexing
1418 | IAȘI | IS10 | IASI URBAN | CENTRU | IS0085 | PT 85 IASI | 1702334123717750 | Hexing
1419 | IAȘI | IS10 | IASI URBAN | CENTRU | IS0090 | PTA 90 IASI | 1702234123505904 | Hexing
1420 | IAȘI | IS10 | IASI URBAN | CENTRU | IS0091 | PT 91 IASI | 1702234122711280 | Hexing
1421 | IAȘI | IS10 | IASI URBAN | CENTRU | IS0092 | PT 92 IASI | 1702234122711254 | Hexing
1422 | IAȘI | IS10 | IASI URBAN | CENTRU | IS0094 | PT 94 IASI | 1702234122711241 | Hexing
1423 | IAȘI | IS10 | IASI URBAN | CENTRU | IS0098 | PT 98 IASI | 1702234122645787 | Hexing
1424 | IAȘI | IS10 | IASI URBAN | CENTRU | IS0100 | PT 100 IASI | 1702234122711231 | Hexing
1425 | IAȘI | IS10 | IASI URBAN | CENTRU | IS0114 | PT 114 IASI | 1702234122711428 | Hexing
1426 | IAȘI | IS10 | IASI URBAN | CENTRU | IS0133 | PT 133 IASI | 1702334123717789 | Hexing
1427 | IAȘI | IS10 | IASI URBAN | CENTRU | IS0138 | PT 138 IASI | 1702234122645695 | Hexing
1428 | IAȘI | IS10 | IASI URBAN | CENTRU | IS0146 | PTCZ 146 IASI | 1702234122711362 | Hexing
1429 | IAȘI | IS10 | IASI URBAN | CENTRU | IS0210 | PT 210 IASI | 1702234123505910 | Hexing
1430 | IAȘI | IS10 | IASI URBAN | CENTRU | IS0238 | PT 238 IASI | 1702234122645814 | Hexing
1431 | IAȘI | IS10 | IASI URBAN | CENTRU | IS0238 | PT 238 IASI | 1702234122645816 | Hexing
1432 | IAȘI | IS10 | IASI URBAN | CENTRU | IS0286 | PT 286 IASI | 1702234122711424 | Hexing
1433 | IAȘI | IS10 | IASI URBAN | CENTRU | IS0290 | PT 290 IASI | 1702234122711378 | Hexing
1434 | IAȘI | IS10 | IASI URBAN | CENTRU | IS0300 | PA 300 IASI | 1702234122645809 | Hexing
1435 | IAȘI | IS10 | IASI URBAN | CENTRU | IS0301 | PT 301 IASI | 1702434126595881 | Hexing
1436 | IAȘI | IS10 | IASI URBAN | CENTRU | IS0333 | PT 333 IASI | 1702234122711425 | Hexing
1437 | IAȘI | IS10 | IASI URBAN | CENTRU | IS0356 | PT 356 IASI | 1702234122711426 | Hexing
1438 | IAȘI | IS10 | IASI URBAN | CENTRU | IS0357 | PT 357 IASI | 1702334125532554 | Hexing
1439 | IAȘI | IS10 | IASI URBAN | CENTRU | IS0381 | PT 381 IASI | 1702234122645754 | Hexing
1440 | IAȘI | IS10 | IASI URBAN | CENTRU | IS0382 | PT 382 IASI | 1702434125831801 | Hexing
1441 | IAȘI | IS10 | IASI URBAN | CENTRU | IS0383 | PT 383 IASI | 1702234122711436 | Hexing
1442 | IAȘI | IS10 | IASI URBAN | CENTRU | IS0393 | PT 393 IASI | 1702234122645831 | Hexing
1443 | IAȘI | IS10 | IASI URBAN | CENTRU | IS0398 | PT 398 IASI | 1702234122711345 | Hexing
1444 | IAȘI | IS10 | IASI URBAN | CENTRU | IS0520 | PT 520 IASI | 1702234122711249 | Hexing
1445 | IAȘI | IS10 | IASI URBAN | CENTRU | IS0532 | PT 532 IASI | 1702334123717794 | Hexing
1446 | IAȘI | IS10 | IASI URBAN | CENTRU | IS0534 | PT 534 IASI | 1702234123505911 | Hexing
1447 | IAȘI | IS10 | IASI URBAN | CENTRU | IS0535 | PT 535 IASI | 1702234123505909 | Hexing
1448 | IAȘI | IS10 | IASI URBAN | CENTRU | IS0538 | PT 538 IASI | 1702334123717785 | Hexing
1449 | IAȘI | IS10 | IASI URBAN | CENTRU | IS0621 | PT 621 IASI | 1702334123717775 | Hexing
1450 | IAȘI | IS10 | IASI URBAN | CENTRU | IS0621 | PT 621 IASI | 1702334123717776 | Hexing
1451 | IAȘI | IS10 | IASI URBAN | CENTRU | IS0624 | PT 624 IASI | 1702434125895704 | Hexing
1452 | IAȘI | IS10 | IASI URBAN | CENTRU | IS0630 | PT 630 IASI | 1702234122645780 | Hexing
1453 | IAȘI | IS10 | IASI URBAN | CENTRU | IS0634 | PT 634 IASI | 1702434125895679 | Hexing
1454 | IAȘI | IS10 | IASI URBAN | CENTRU | IS0637 | PT 637 IASI | 1702234122711348 | Hexing
1455 | IAȘI | IS10 | IASI URBAN | CENTRU | IS0637 | PT 637 IASI | 1702234122711347 | Hexing
1456 | IAȘI | IS10 | IASI URBAN | CENTRU | IS0782 | PTAB 782 IASI | 1702234122645872 | Hexing
1457 | IAȘI | IS10 | IASI URBAN | CENTRU | IS0895 | PT 895 IASI | 1702434126595883 | Hexing
1458 | IAȘI | IS10 | IASI URBAN | CENTRU | IS0905 | PTAV 905 IASI | 1702434126588480 | Hexing
1459 | IAȘI | IS10 | IASI URBAN | CENTRU | ISI303 | PT 303 B I IASI | 1702234122645828 | Hexing
1460 | IAȘI | IS10 | IASI URBAN | CENTRU | ISI303 | PT 303 B I IASI | 1702234122645829 | Hexing
1461 | IAȘI | IS10 | IASI URBAN | GALATA | IS0309 | PT 309 IASI | 1702234122645736 | Hexing
1462 | IAȘI | IS10 | IASI URBAN | GALATA | IS0557 | PT 557 IASI | 1702334125532506 | Hexing
1463 | IAȘI | IS10 | IASI URBAN | GALATA | IS0592 | PT 592 IASI | 1702334123717747 | Hexing
1464 | IAȘI | IS10 | IASI URBAN | GALATA | IS0605 | PT 605 IASI | 1702334123717765 | Hexing
1465 | IAȘI | IS10 | IASI URBAN | GALATA | IS0608 | PT 608 IASI RDE | 1702234122645702 | Hexing
1466 | IAȘI | IS10 | IASI URBAN | GALATA | IS0642 | PT 642 IASI | 1702334123717795 | Hexing
1467 | IAȘI | IS10 | IASI URBAN | GALATA | IS0643 | PT 643 IASI | 1702234123505897 | Hexing
1468 | IAȘI | IS10 | IASI URBAN | GALATA | IS0687 | PT 687 IASI | 1702234122711358 | Hexing
1469 | IAȘI | IS10 | IASI URBAN | GALATA | IS0713 | PT 713 IASI | 1702334123717774 | Hexing
1470 | IAȘI | IS10 | IASI URBAN | GALATA | IS0753 | PT 753 IASI | 1702234122711297 | Hexing
1471 | IAȘI | IS10 | IASI URBAN | GALATA | IS0789 | PT 789 IASI | 1702234122711299 | Hexing
1472 | IAȘI | IS10 | IASI URBAN | GALATA | IS0790 | PT 790 IASI | 1702234122645856 | Hexing
1473 | IAȘI | IS10 | IASI URBAN | GALATA | IS0791 | PT 791 IASI | 1702234122711275 | Hexing
1474 | IAȘI | IS10 | IASI URBAN | GALATA | IS0795 | PT 795 IASI | 1702334123717777 | Hexing
1475 | IAȘI | IS10 | IASI URBAN | GALATA | IS0795 | PT 795 IASI | 1702334123717773 | Hexing
1476 | IAȘI | IS10 | IASI URBAN | GALATA | IS0803 | PT 803 IASI | 1702234122711401 | Hexing
1477 | IAȘI | IS10 | IASI URBAN | GALATA | IS0817 | PT 817 IASI | 1702434126595891 | Hexing
1478 | IAȘI | IS10 | IASI URBAN | GALATA | IS0872 | PT 872 IASI D.S.P.M. | 1702234122645771 | Hexing
1479 | IAȘI | IS10 | IASI URBAN | GALATA | IS0881 | PT 881 IASI D.S.P.M. (BAZA PRODUCTIE SI CLADIRE ADM.B) | 1702234122645815 | Hexing
1480 | IAȘI | IS10 | IASI URBAN | GALATA | IS0903 | PT 903 IASI INT | 1702234122711324 | Hexing
1481 | IAȘI | IS10 | IASI URBAN | GALATA | IS0945 | PT 945 ALIMENTARE LOCUINTE COLECTIVE SMART QUALITY | 1702234122645767 | Hexing
1482 | IAȘI | IS10 | IASI URBAN | GALATA | IS0945 | PT 945 ALIMENTARE LOCUINTE COLECTIVE SMART QUALITY | 1702234122645766 | Hexing
1483 | IAȘI | IS10 | IASI URBAN | GALATA | IS0968 | PT 968 IASI (PETRO GRUP) | 1702234122645878 | Hexing
1484 | IAȘI | IS10 | IASI URBAN | GALATA | IS0968 | PT 968 IASI (PETRO GRUP) | 1702234122645875 | Hexing
1485 | IAȘI | IS10 | IASI URBAN | GALATA | IS0987 | PTAV 987 S.C. STUDIO CASA CONSULT S.R.L | 1702334123717761 | Hexing
1486 | IAȘI | IS10 | IASI URBAN | GALATA | IS0996 | PT 996 IASI (REZIDENTIAL MUNTEANU CRISTIAN) | 1702234122645688 | Hexing
1487 | IAȘI | IS10 | IASI URBAN | GALATA | IS0997 | PT 997 IASI (REZIDENTIAL SIVCO REZIDENCE) | 1702334123717801 | Hexing
1488 | IAȘI | IS10 | IASI URBAN | GALATA | IS0997 | PT 997 IASI (REZIDENTIAL SIVCO REZIDENCE) | 1702334123717798 | Hexing
1489 | IAȘI | IS10 | IASI URBAN | GALATA | IS0998 | PT 998 LOCUINTE COLECTIVE SC DEVELOPMENT | 1702334123717800 | Hexing
1490 | IAȘI | IS10 | IASI URBAN | GALATA | IS1014 | PT 1014 LOCUINTE PROIECT GALATA PT 2 | 1702434126588495 | Hexing
1491 | IAȘI | IS10 | IASI URBAN | MANTA ROSIE | IS0013 | PT 13 IASI | 1702234122711340 | Hexing
1492 | IAȘI | IS10 | IASI URBAN | MANTA ROSIE | IS0043 | PT 43 IASI | 1702234122711430 | Hexing
1493 | IAȘI | IS10 | IASI URBAN | MANTA ROSIE | IS0049 | PT 49 IASI | 1702234122711282 | Hexing
1494 | IAȘI | IS10 | IASI URBAN | MANTA ROSIE | IS0051 | PT 51 IASI | 1702234122711242 | Hexing
1495 | IAȘI | IS10 | IASI URBAN | MANTA ROSIE | IS0064 | PTCZ 64 IASI | 1702234122711235 | Hexing
1496 | IAȘI | IS10 | IASI URBAN | MANTA ROSIE | IS0067 | PT 67 IASI | 1702334123717787 | Hexing
1497 | IAȘI | IS10 | IASI URBAN | MANTA ROSIE | IS0081 | PT 81 IASI | 1702234123505896 | Hexing
1498 | IAȘI | IS10 | IASI URBAN | MANTA ROSIE | IS0082 | PT 82 IASI | 1702234122711250 | Hexing
1499 | IAȘI | IS10 | IASI URBAN | MANTA ROSIE | IS0149 | PT 149 IASI | 1702434126588482 | Hexing
1500 | IAȘI | IS10 | IASI URBAN | MANTA ROSIE | IS0178 | PT 178 IASI | 1702234122711227 | Hexing
1501 | IAȘI | IS10 | IASI URBAN | MANTA ROSIE | IS0178 | PT 178 IASI | 1702234122711225 | Hexing
1502 | IAȘI | IS10 | IASI URBAN | MANTA ROSIE | IS0198 | PT 198 IASI | 1702234122711234 | Hexing
1503 | IAȘI | IS10 | IASI URBAN | MANTA ROSIE | IS0202 | PT 202 IASI | 1702334125532521 | Hexing
1504 | IAȘI | IS10 | IASI URBAN | MANTA ROSIE | IS0202 | PT 202 IASI | 1702334125532520 | Hexing
1505 | IAȘI | IS10 | IASI URBAN | MANTA ROSIE | IS0202 | PT 202 IASI | 1702334125532518 | Hexing
1506 | IAȘI | IS10 | IASI URBAN | MANTA ROSIE | IS0203 | PT 203 IASI | 1702234123505900 | Hexing
1507 | IAȘI | IS10 | IASI URBAN | MANTA ROSIE | IS0253 | PT 253 IASI | 1702234122711373 | Hexing
1508 | IAȘI | IS10 | IASI URBAN | MANTA ROSIE | IS0266 | PT 266 IASI | 1702234122711350 | Hexing
1509 | IAȘI | IS10 | IASI URBAN | MANTA ROSIE | IS0291 | PT 291 IASI | 1702234123505898 | Hexing
1510 | IAȘI | IS10 | IASI URBAN | MANTA ROSIE | IS0292 | PT 292 IASI | 1702234123505901 | Hexing
1511 | IAȘI | IS10 | IASI URBAN | MANTA ROSIE | IS0295 | PT 295 IASI | 1702234122711283 | Hexing
1512 | IAȘI | IS10 | IASI URBAN | MANTA ROSIE | IS0298 | PT 298 IASI | 1702234122645762 | Hexing
1513 | IAȘI | IS10 | IASI URBAN | MANTA ROSIE | IS0674 | PT 674 IASI | 1702234122711230 | Hexing
1514 | IAȘI | IS10 | IASI URBAN | MANTA ROSIE | IS0679 | PT 679 IASI | 1702234122711228 | Hexing
1515 | IAȘI | IS10 | IASI URBAN | MANTA ROSIE | IS0680 | PT 680 IASI | 1702234122711238 | Hexing
1516 | IAȘI | IS10 | IASI URBAN | MANTA ROSIE | IS0684 | PT 684 IASI | 1702234122645765 | Hexing
1517 | IAȘI | IS10 | IASI URBAN | MANTA ROSIE | IS0689 | PT 689 IASI | 1702234123505892 | Hexing
1518 | IAȘI | IS10 | IASI URBAN | MANTA ROSIE | IS0775 | PTAB 775 IASI | 1702234122711399 | Hexing
1519 | IAȘI | IS10 | IASI URBAN | MANTA ROSIE | IS0776 | PTAB 776 IASI | 1702234122645776 | Hexing
1520 | IAȘI | IS10 | IASI URBAN | MANTA ROSIE | IS0777 | PTAB 777 IASI | 1702234122711246 | Hexing
1521 | IAȘI | IS10 | IASI URBAN | MANTA ROSIE | IS0781 | PTAB 781 IASI | 1702234122645804 | Hexing
1522 | IAȘI | IS10 | IASI URBAN | MANTA ROSIE | IS0815 | PT 815 IASI | 1702234122711400 | Hexing
1523 | IAȘI | IS10 | IASI URBAN | MANTA ROSIE | IS0816 | PT 816 IASI | 1702234122711371 | Hexing
1524 | IAȘI | IS10 | IASI URBAN | MANTA ROSIE | IS0834 | PT 834 IASI | 1702234122645731 | Hexing
1525 | IAȘI | IS10 | IASI URBAN | MANTA ROSIE | IS0897 | PT 897 IASI | 1702234122711314 | Hexing
1526 | IAȘI | IS10 | IASI URBAN | MANTA ROSIE | IS0897 | PT 897 IASI | 1702234122711312 | Hexing
1527 | IAȘI | IS10 | IASI URBAN | MANTA ROSIE | IS0931 | PT 931 IASI | 1702334123717768 | Hexing
1528 | IAȘI | IS10 | IASI URBAN | MANTA ROSIE | IS0931 | PT 931 IASI | 1702334123717769 | Hexing
1529 | IAȘI | IS10 | IASI URBAN | MANTA ROSIE | IS0980 | PT 980 LOC COLECTIVE SC BUCIUM | 1702234122645700 | Hexing
1530 | IAȘI | IS10 | IASI URBAN | MANTA ROSIE | IS0980 | PT 980 LOC COLECTIVE SC BUCIUM | 1702234122645704 | Hexing
1531 | IAȘI | IS10 | IASI URBAN | MANTA ROSIE | IS0981 | PT 981 LOC. COLECTIVE SC AGIM SRL | 1702234122645760 | Hexing
1532 | IAȘI | IS10 | IASI URBAN | MANTA ROSIE | IS0990 | PTAV 990(LOCUINTE COLECTIVE MEGA RESIDENCE) | 1702234122645763 | Hexing
1533 | IAȘI | IS10 | IASI URBAN | MANTA ROSIE | IS0990 | PTAV 990(LOCUINTE COLECTIVE MEGA RESIDENCE) | 1702234122645761 | Hexing
1534 | IAȘI | IS10 | IASI URBAN | MANTA ROSIE | IS1007 | PT 1007 IASI (STP BUSINNES CONSTRUCT SRL) | 1702334123717767 | Hexing
1535 | IAȘI | IS10 | IASI URBAN | MANTA ROSIE | IS1007 | PT 1007 IASI (STP BUSINNES CONSTRUCT SRL) | 1702334123717766 | Hexing
1536 | IAȘI | IS10 | IASI URBAN | MANTA ROSIE | ISI330 | PA 330 I IASI | 1702434125895675 | Hexing
1537 | IAȘI | IS10 | IASI URBAN | MANTA ROSIE | ISP330 | PA 330 II IASI | 1702434125895673 | Hexing
1538 | IAȘI | IS10 | IASI URBAN | MANTA ROSIE | VISA03 | PTA 3 VISANI | 1702234122711245 | Hexing
1539 | IAȘI | IS10 | IASI URBAN | MANTA ROSIE | VISA05 | PTA 5 VISANI | 1702234122711247 | Hexing
1540 | IAȘI | IS10 | IASI URBAN | MANTA ROSIE | VISA07 | PT 7 VISAN (BLOC BUDEANU) | 1702234123505890 | Hexing
1541 | IAȘI | IS10 | IASI URBAN | MANTA ROSIE | VISA08 | PT 8 VISAN | 1702234122645769 | Hexing
1542 | IAȘI | IS10 | IASI URBAN | MANTA ROSIE | VISA09 | PTA 9 VISAN (DAO HOME RESIDENCE SRL) | 1702234122645740 | Hexing
1543 | IAȘI | IS10 | IASI URBAN | MANTA ROSIE | VISA09 | PTA 9 VISAN (DAO HOME RESIDENCE SRL) | 1702234122645739 | Hexing
1544 | IAȘI | IS10 | IASI URBAN | REGIE | IS0207 | PT 207 IASI | 1702234122645786 | Hexing
1545 | IAȘI | IS10 | IASI URBAN | REGIE | IS0373 | PT 373 IASI | 1702234122711377 | Hexing
1546 | IAȘI | IS10 | IASI URBAN | REGIE | IS0408 | PT 408 IASI | 1702334123717743 | Hexing
1547 | IAȘI | IS10 | IASI URBAN | REGIE | IS0452 | PT 452 IASI | 1702334123717788 | Hexing
1548 | IAȘI | IS10 | IASI URBAN | REGIE | IS0453 | PT 453 IASI | 1702334123717771 | Hexing
1549 | IAȘI | IS10 | IASI URBAN | REGIE | IS0463 | PT 463 IASI | 1702334123717742 | Hexing
1550 | IAȘI | IS10 | IASI URBAN | REGIE | IS0473 | PT 473 IASI | 1702434125895715 | Hexing
1551 | IAȘI | IS10 | IASI URBAN | REGIE | IS0474 | PT 474 IASI | 1702234123505931 | Hexing
1552 | IAȘI | IS10 | IASI URBAN | REGIE | IS0475 | PT 475 IASI | 1009141000000550 | Enel
1553 | IAȘI | IS10 | IASI URBAN | REGIE | IS0503 | PT 503 IASI | 1702234122711380 | Hexing
1554 | IAȘI | IS10 | IASI URBAN | REGIE | IS0523 | PT 523 IASI | 1702434125895717 | Hexing
1555 | IAȘI | IS10 | IASI URBAN | REGIE | IS0526 | PT 526 IASI | 1702234122711237 | Hexing
1556 | IAȘI | IS10 | IASI URBAN | REGIE | IS0527 | PT 527 IASI | 1702434125895674 | Hexing
1557 | IAȘI | IS10 | IASI URBAN | REGIE | IS0545 | PT 545 IASI | 1702434125895672 | Hexing
1558 | IAȘI | IS10 | IASI URBAN | REGIE | IS0546 | PT 546 IASI | 1702234122711402 | Hexing
1559 | IAȘI | IS10 | IASI URBAN | REGIE | IS0547 | PT 547 IASI | 1702234122645843 | Hexing
1560 | IAȘI | IS10 | IASI URBAN | REGIE | IS0577 | PT 577 IASI | 1702434125895706 | Hexing
1561 | IAȘI | IS10 | IASI URBAN | REGIE | IS0578 | PT 578 IASI | 1702434125895677 | Hexing
1562 | IAȘI | IS10 | IASI URBAN | REGIE | IS0580 | PT 580 IASI | 1702334123717749 | Hexing
1563 | IAȘI | IS10 | IASI URBAN | REGIE | IS0581 | PT 581 IASI | 1702234123505906 | Hexing
1564 | IAȘI | IS10 | IASI URBAN | REGIE | IS0617 | PT 617 IASI | 1702434126595880 | Hexing
1565 | IAȘI | IS10 | IASI URBAN | REGIE | IS0649 | PT 649 IASI | 1702234122645725 | Hexing
1566 | IAȘI | IS10 | IASI URBAN | REGIE | IS0655 | PT 655 IASI | 1702234122711300 | Hexing
1567 | IAȘI | IS10 | IASI URBAN | REGIE | IS0658 | PT 658 IASI | 1702234122711253 | Hexing
1568 | IAȘI | IS10 | IASI URBAN | REGIE | IS0675 | PT 675 IASI | 1702234122711273 | Hexing
1569 | IAȘI | IS10 | IASI URBAN | REGIE | IS0683 | PT 683 IASI | 1702234122711321 | Hexing
1570 | IAȘI | IS10 | IASI URBAN | REGIE | IS0686 | PT 686 IASI | 1702234122645841 | Hexing
1571 | IAȘI | IS10 | IASI URBAN | REGIE | IS0686 | PT 686 IASI | 1702234122645840 | Hexing
1572 | IAȘI | IS10 | IASI URBAN | REGIE | IS0697 | PT 697 IASI | 1702334125532564 | Hexing
1573 | IAȘI | IS10 | IASI URBAN | REGIE | IS0736 | PT 736 IASI | 1702234122711403 | Hexing
1574 | IAȘI | IS10 | IASI URBAN | REGIE | IS0751 | PTAB 751 IASI | 1702234122645756 | Hexing
1575 | IAȘI | IS10 | IASI URBAN | REGIE | IS0752 | PTAB 752 IASI | 1702234122711375 | Hexing
1576 | IAȘI | IS10 | IASI URBAN | REGIE | IS0783 | PTAB 783 IASI | 1702234122711353 | Hexing
1577 | IAȘI | IS10 | IASI URBAN | REGIE | IS0853 | PT 853 IASI | 1702234122711326 | Hexing
1578 | IAȘI | IS10 | IASI URBAN | REGIE | IS0863 | PT 863 IASI | 1702234122711354 | Hexing
1579 | IAȘI | IS10 | IASI URBAN | REGIE | IS0894 | PT 894 IASI PASAJUL OCTAV BANCILA | 1702334125532508 | Hexing
1580 | IAȘI | IS10 | IASI URBAN | REGIE | IS0927 | PT 927 IASI BLOCURI OSCAR | 1702234122645734 | Hexing
1581 | IAȘI | IS10 | IASI URBAN | REGIE | IS0927 | PT 927 IASI BLOCURI OSCAR | 1702234122645730 | Hexing
1582 | IAȘI | IS10 | IASI URBAN | REGIE | IS0946 | PT 946 ANSAMBLU LOCUINTE GAVRILA C-TIN | 1702334123717764 | Hexing
1583 | IAȘI | IS10 | IASI URBAN | REGIE | IS0946 | PT 946 ANSAMBLU LOCUINTE GAVRILA C-TIN | 1702334123717746 | Hexing
1584 | IAȘI | IS10 | IASI URBAN | REGIE | IS0951 | PT 951 VALEA LUPULUI LOCUINTE SOLEIA | 1702234122711352 | Hexing
1585 | IAȘI | IS10 | IASI URBAN | REGIE | IS0951 | PT 951 VALEA LUPULUI LOCUINTE SOLEIA | 1702234122711355 | Hexing
1586 | IAȘI | IS10 | IASI URBAN | REGIE | IS0963 | PT 963 (SC EDIL CONSTRUCT GROUP SRL) | 1702434125895712 | Hexing
1587 | IAȘI | IS10 | IASI URBAN | REGIE | IS0963 | PT 963 (SC EDIL CONSTRUCT GROUP SRL) | 1702434125895711 | Hexing
1588 | IAȘI | IS10 | IASI URBAN | REGIE | IS0976 | PT 976 LOCUINTE COLECTIVE AUTO CD SERV REDIU | 1702434125895683 | Hexing
1589 | IAȘI | IS10 | IASI URBAN | REGIE | IS0986 | PT 986 ANSAMBLU LOCUINTE TANASA VERONICA | 1702334125532570 | Hexing
1590 | IAȘI | IS10 | IASI URBAN | REGIE | IS0986 | PT 986 ANSAMBLU LOCUINTE TANASA VERONICA | 1702334125532573 | Hexing
1591 | IAȘI | IS10 | IASI URBAN | REGIE | IS0994 | PT 994 LOCUINTE COLECTIVE VENETO RESIDENCE | 1702234122711274 | Hexing
1592 | IAȘI | IS10 | IASI URBAN | REGIE | IS0994 | PT 994 LOCUINTE COLECTIVE VENETO RESIDENCE | 1702234122711278 | Hexing
1593 | IAȘI | IS10 | IASI URBAN | REGIE | IS0999 | PT 999 LOCUINTE COLECTIVE SOLEIA | 1702234122645746 | Hexing
1594 | IAȘI | IS10 | IASI URBAN | REGIE | IS1010 | PT1010 LOCUINTE COLECTIVE ET CONSTRUCT LUX REZIDENCE | 1702434125831866 | Hexing
1595 | IAȘI | IS10 | IASI URBAN | REGIE | IS1010 | PT1010 LOCUINTE COLECTIVE ET CONSTRUCT LUX REZIDENCE | 1702434125831862 | Hexing
1596 | IAȘI | IS10 | IASI URBAN | REGIE | IS1021 | PT 1021 (LOCUINTE COLECTIVE CARABUS ) | 1702334123717760 | Hexing
1597 | IAȘI | IS10 | IASI URBAN | REGIE | IS1021 | PT 1021 (LOCUINTE COLECTIVE CARABUS ) | 1702334123717763 | Hexing
1598 | IAȘI | IS10 | IASI URBAN | REGIE | IS1024 | PT 1024(LOCUINTE COLECTIVE SC OSCAR EIGO) | 1702434125895702 | Hexing
1599 | IAȘI | IS10 | IASI URBAN | REGIE | IS1024 | PT 1024(LOCUINTE COLECTIVE SC OSCAR EIGO) | 1702434125895703 | Hexing
1600 | IAȘI | IS10 | IASI URBAN | TATARASI | IS0417 | PT 417 IASI | 1702334123717770 | Hexing
1601 | IAȘI | IS10 | IASI URBAN | TATARASI | IS0419 | PT 419 IASI | 1702234122711372 | Hexing
1602 | IAȘI | IS10 | IASI URBAN | TATARASI | IS0425 | PT 425 IASI | 1702334123717748 | Hexing
1603 | IAȘI | IS10 | IASI URBAN | TATARASI | IS0444 | PT 444 IASI | 1702234122645694 | Hexing
1604 | IAȘI | IS10 | IASI URBAN | TATARASI | IS0552 | PT 552 IASI | 1702234123505913 | Hexing
1605 | IAȘI | IS10 | IASI URBAN | TATARASI | IS0844 | PTAB 844 IASI | 1702234122645868 | Hexing
1606 | IAȘI | IS10 | IASI URBAN | TATARASI | IS0972 | PT 972 IASI (LASTOR INVEST CORP SRL) | 1702334123717790 | Hexing
1607 | IAȘI | IS10 | IASI URBAN | TATARASI | IS0984 | PT 984 SC CHIRO LIMITED SRL | 1702334123717791 | Hexing
1608 | IAȘI | IS10 | IASI URBAN | TATARASI | IS0984 | PT 984 SC CHIRO LIMITED SRL | 1702334123717793 | Hexing
1609 | IAȘI | IS10 | IASI URBAN | TATARASI | IS0993 | PT 993 SC M.CHIM SRL | 1702334123717797 | Hexing
1610 | IAȘI | IS10 | IASI URBAN | TATARASI | IS0993 | PT 993 SC M.CHIM SRL | 1702334123717796 | Hexing
1611 | IAȘI | IS10 | IASI URBAN | TATARASI | IS1026 | PT 1026 IASI (REZIDENTIAL CONDURACHE ANCA) | 1702434125895707 | Hexing
1612 | IAȘI | IS10 | IASI URBAN | TATARASI | IS1026 | PT 1026 IASI (REZIDENTIAL CONDURACHE ANCA) | 1702434125895705 | Hexing
1613 | IAȘI | IS10 | IASI URBAN | ULEI | IS0036 | PT 36 IASI | 1702234123505912 | Hexing
1614 | IAȘI | IS10 | IASI URBAN | ULEI | IS0036 | PT 36 IASI | 1702234123505919 | Hexing
1615 | IAȘI | IS10 | IASI URBAN | ULEI | IS0065 | PT 65 IASI | 1702234123505920 | Hexing
1616 | IAȘI | IS10 | IASI URBAN | ULEI | IS0087 | PTA 87 IASI | 1702234123505925 | Hexing
1617 | IAȘI | IS10 | IASI URBAN | ULEI | IS0145 | PT 145 IASI | 1702334123717772 | Hexing
1618 | IAȘI | IS10 | IASI URBAN | ULEI | IS0160 | PT 160 IASI | 1702234123505915 | Hexing
1619 | IAȘI | IS10 | IASI URBAN | ULEI | IS0235 | PT 235 IASI | 1702434125895678 | Hexing
1620 | IAȘI | IS20 | IASI EXTERIOR | BREAZU | BRZR01 | PT 1 BREAZU | 1702234122645827 | Hexing
1621 | IAȘI | IS20 | IASI EXTERIOR | BREAZU | BRZR02 | PT 2 BREAZU | 1702234122645798 | Hexing
1622 | IAȘI | IS20 | IASI EXTERIOR | BREAZU | BRZR04 | PT 4 BREAZU | 1702334125532517 | Hexing
1623 | IAȘI | IS20 | IASI EXTERIOR | BREAZU | BRZR05 | PTAV 5 BREAZU | 1702234122645797 | Hexing
1624 | IAȘI | IS20 | IASI EXTERIOR | BREAZU | BRZR06 | PTAV 6 BREAZU (SC EUROFARMA CARE SRL) | 1702234122645799 | Hexing
1625 | IAȘI | IS20 | IASI EXTERIOR | BREAZU | BRZR07 | PTAV 7 BREAZU (GHEORGHIU) | 1702234122645796 | Hexing
1626 | IAȘI | IS20 | IASI EXTERIOR | BREAZU | REDI01 | PT 1 REDIU RADIO MOLDOVA | 1702234122711433 | Hexing
1627 | IAȘI | IS20 | IASI EXTERIOR | BREAZU | REDI02 | PT 2 REDIU RADIO MOLDOVA | 1702234122711434 | Hexing
1628 | IAȘI | IS20 | IASI EXTERIOR | BREAZU | REDI03 | PT 3 REDIU RADIO MOLDOVA | 1702234122645882 | Hexing
1629 | IAȘI | IS20 | IASI EXTERIOR | BREAZU | REDI04 | PT 4 BARAJ REDIU RADIO MOLDOVA | 1702334125532513 | Hexing
1630 | IAȘI | IS20 | IASI EXTERIOR | BREAZU | REDI05 | PT 5 SPA REDIU POPRICANI | 1702334123978834 | Hexing
1631 | IAȘI | IS20 | IASI EXTERIOR | BREAZU | REDI06 | PTZ 6 FERMA EXP. REDIU RADIO MOLDOVA | 1702434126588470 | Hexing
1632 | IAȘI | IS20 | IASI EXTERIOR | BREAZU | REDI07 | PT 7 REDIU FERMA DIDACTICA | 1702434126595894 | Hexing
1633 | IAȘI | IS20 | IASI EXTERIOR | BREAZU | REDI09 | PT 9 REDIU RADIO MOLDOVA | 1702334125532565 | Hexing
1634 | IAȘI | IS20 | IASI EXTERIOR | BREAZU | REDI10 | PT 10 REDIU RADIO MOLDOVA | 1702334125532542 | Hexing
1635 | IAȘI | IS20 | IASI EXTERIOR | BREAZU | REDI11 | PT 11 REDIU RADIO MOLDOVA | 1702234122645885 | Hexing
1636 | IAȘI | IS20 | IASI EXTERIOR | BREAZU | REDI17 | PTAV 17 REDIU (SSAB CERAMIX SRL) | 1702234122645881 | Hexing
1637 | IAȘI | IS20 | IASI EXTERIOR | BREAZU | REDI18 | PTAV 18 REDIU (EURO VIOVAS CONSTRUCT SRL) | 1702234122711294 | Hexing
1638 | IAȘI | IS20 | IASI EXTERIOR | BREAZU | REDI20 | PT 20 REDIU (REI RESIDENCE SRL) | 1702234122645883 | Hexing
1639 | IAȘI | IS20 | IASI EXTERIOR | BREAZU | VLUP12 | PTAV 12 VALEA LUPULUI INT | 1702234122711431 | Hexing
1640 | IAȘI | IS20 | IASI EXTERIOR | BREAZU | VLUP15 | PT 15 VALEA LUPULUI | 1702434125895611 | Hexing
1641 | IAȘI | IS20 | IASI EXTERIOR | BREAZU | VLUP25 | PTAV 21 VALEA LUPULUI | 1702234122711286 | Hexing
1642 | IAȘI | IS20 | IASI EXTERIOR | BREAZU | VLUP25 | PTAV 21 VALEA LUPULUI | 1702234122711289 | Hexing
1643 | IAȘI | IS20 | IASI EXTERIOR | COMARNA | PINS01 | PT 1 POIENI | 1702434126423131 | Hexing
1644 | IAȘI | IS20 | IASI EXTERIOR | COMARNA | PINS02 | PT 2 STINCA POIENI | 1702434126595885 | Hexing
1645 | IAȘI | IS20 | IASI EXTERIOR | COMARNA | PINS04 | PT 4 POIENI | 1702434126595892 | Hexing
1646 | IAȘI | IS20 | IASI EXTERIOR | COMARNA | SCHI01 | PT 1 SCHITU DUCA | 1702434126595889 | Hexing
1647 | IAȘI | IS20 | IASI EXTERIOR | COMARNA | SCHI02 | PT 2 SCHITU DUCA | 1702434127045212 | Hexing
1648 | IAȘI | IS20 | IASI EXTERIOR | COMARNA | SCHI03 | PTA 3 SCHITU DUCA | 1702434127045210 | Hexing
1649 | IAȘI | IS20 | IASI EXTERIOR | DELPHI | BRTL05 | PT 5 BRATULENI SC ENVIRO CONSTRUCT SRL | 1702334125532512 | Hexing
1650 | IAȘI | IS20 | IASI EXTERIOR | DELPHI | VLUP33 | PT 29 VALEA LUPULUI ( SC PRO DEVELOPMENT SRL) | 1702334125532540 | Hexing
1651 | IAȘI | IS20 | IASI EXTERIOR | FAI | ALXS01 | PT ALEXESTI | 1702434126588493 | Hexing
1652 | IAȘI | IS20 | IASI EXTERIOR | FAI | ARON01 | PT 1 ARONEANU | 1702434125895697 | Hexing
1653 | IAȘI | IS20 | IASI EXTERIOR | FAI | ARON02 | PT 2 ARONEANU | 1702434126595901 | Hexing
1654 | IAȘI | IS20 | IASI EXTERIOR | FAI | ARON03 | PT 3 ARONEANU | 1702234122711442 | Hexing
1655 | IAȘI | IS20 | IASI EXTERIOR | FAI | ARON04 | PT 4 ARONEANU FAR APROPIAT | 1702234122711443 | Hexing
1656 | IAȘI | IS20 | IASI EXTERIOR | FAI | ARON10 | PT 10 ARONEANU INT | 1702234122711279 | Hexing
1657 | IAȘI | IS20 | IASI EXTERIOR | FAI | ARON11 | PTA 11 ARONEANU(S.P.A.U.1) | 1702334125532571 | Hexing
1658 | IAȘI | IS20 | IASI EXTERIOR | FAI | ARON12 | PTAB 12 ARONEANU | 1702234122711444 | Hexing
1659 | IAȘI | IS20 | IASI EXTERIOR | FAI | BOGO01 | PT 1 BOGONOS | 1702234122711407 | Hexing
1660 | IAȘI | IS20 | IASI EXTERIOR | FAI | BOGO02 | PT 2 BOGONOS | 1702234122711408 | Hexing
1661 | IAȘI | IS20 | IASI EXTERIOR | FAI | BOGO03 | PT 3 BOGONOS | 1702234122711405 | Hexing
1662 | IAȘI | IS20 | IASI EXTERIOR | FAI | BOGO04 | PTA 4 BOGONOS | 1702234122711394 | Hexing
1663 | IAȘI | IS20 | IASI EXTERIOR | FAI | BRTL01 | PT 1 BRATULENI | 1702434125895688 | Hexing
1664 | IAȘI | IS20 | IASI EXTERIOR | FAI | COMO01 | PT 1 COTU MORII | 1702234122645738 | Hexing
1665 | IAȘI | IS20 | IASI EXTERIOR | FAI | COMO02 | PT 2 COTU MORII F.LEGUME | 1702234122645741 | Hexing
1666 | IAȘI | IS20 | IASI EXTERIOR | FAI | COPO01 | PT 1 IAS COPOU | 1702234122645801 | Hexing
1667 | IAȘI | IS20 | IASI EXTERIOR | FAI | COPO02 | PT 2 F.ADAMACHE COPOU | 1702334125532525 | Hexing
1668 | IAȘI | IS20 | IASI EXTERIOR | FAI | CRLI01 | PT 1 CIRLIG | 1702234122711317 | Hexing
1669 | IAȘI | IS20 | IASI EXTERIOR | FAI | CRLI02 | PT 2 CIRLIG | 1702234122711291 | Hexing
1670 | IAȘI | IS20 | IASI EXTERIOR | FAI | CRLI03 | PT 3 CIRLIG | 1702234122645774 | Hexing
1671 | IAȘI | IS20 | IASI EXTERIOR | FAI | CRLI04 | PT 4 CIRLIG | 1702234122645728 | Hexing
1672 | IAȘI | IS20 | IASI EXTERIOR | FAI | CRLI05 | PT 5 CIRLIG | 1702434125895680 | Hexing
1673 | IAȘI | IS20 | IASI EXTERIOR | FAI | CRLI08 | PT 8 CIRLIG | 1702234122645813 | Hexing
1674 | IAȘI | IS20 | IASI EXTERIOR | FAI | CRLI08 | PT 8 CIRLIG | 1702234122645808 | Hexing
1675 | IAȘI | IS20 | IASI EXTERIOR | FAI | CUZA01 | PT 1 CUZA VODA | 1702434126423155 | Hexing
1676 | IAȘI | IS20 | IASI EXTERIOR | FAI | CUZA02 | PT 2 CUZA VODA | 1702434126423156 | Hexing
1677 | IAȘI | IS20 | IASI EXTERIOR | FAI | DORB01 | PT 1 DOROBANTI | 1702234122711416 | Hexing
1678 | IAȘI | IS20 | IASI EXTERIOR | FAI | DORB02 | PT 2 DOROBANTI | 1702234122711446 | Hexing
1679 | IAȘI | IS20 | IASI EXTERIOR | FAI | DORB03 | PT 3 DOROBANTI (VALEA LUI BORS) | 1702234122711445 | Hexing
1680 | IAȘI | IS20 | IASI EXTERIOR | FAI | DORB06 | PT 6 DOROBANT (FEDERATIA DE CANOTAJ) | 1702234122711441 | Hexing
1681 | IAȘI | IS20 | IASI EXTERIOR | FAI | GRAJ05 | PT 5 GRAJDURI | 1702434126588491 | Hexing
1682 | IAȘI | IS20 | IASI EXTERIOR | FAI | GRAJ08 | PT 8 GRAJDURI STATIE EPURARE | 1702334125532566 | Hexing
1683 | IAȘI | IS20 | IASI EXTERIOR | FAI | HADA03 | PT SCHIT HADAMBU | 1702234122711303 | Hexing
1684 | IAȘI | IS20 | IASI EXTERIOR | FAI | HRLS01 | PT 1 HORLESTI URSOAIA | 1702434125895689 | Hexing
1685 | IAȘI | IS20 | IASI EXTERIOR | FAI | HRLS02 | PT 2 HORLESTI URSOAIA | 1702434125895709 | Hexing
1686 | IAȘI | IS20 | IASI EXTERIOR | FAI | HRLS04 | PT 4 HORLESTI URSOAIA | 1702434125895695 | Hexing
1687 | IAȘI | IS20 | IASI EXTERIOR | FAI | IEPU04 | PT 4 EPURENI URSOAIA | 1702434126423135 | Hexing
1688 | IAȘI | IS20 | IASI EXTERIOR | FAI | LETC01 | PT 1 LETCANI | 1702234122645720 | Hexing
1689 | IAȘI | IS20 | IASI EXTERIOR | FAI | LETC04 | PT 4 LETCANI | 1702434126423148 | Hexing
1690 | IAȘI | IS20 | IASI EXTERIOR | FAI | LETC05 | PT 5 LETCANI (SMA) | 1702234122645823 | Hexing
1691 | IAȘI | IS20 | IASI EXTERIOR | FAI | LETC09 | PT 9 LETCANI SC EURAS COMPANY SRL | 1702334125532553 | Hexing
1692 | IAȘI | IS20 | IASI EXTERIOR | FAI | LETC13 | PT 13 LETCANI | 1702234122645693 | Hexing
1693 | IAȘI | IS20 | IASI EXTERIOR | FAI | LETC17 | PT 17 LETCANI | 1702234122711305 | Hexing
1694 | IAȘI | IS20 | IASI EXTERIOR | FAI | LNGN01 | PT 1 LUNGANI NEGRESTI | 1702434125831812 | Hexing
1695 | IAȘI | IS20 | IASI EXTERIOR | FAI | MOIM01 | PT 1 MOIMESTI | 1702234122711410 | Hexing
1696 | IAȘI | IS20 | IASI EXTERIOR | FAI | POPR01 | PT 1 POPRICANI | 1702234122711309 | Hexing
1697 | IAȘI | IS20 | IASI EXTERIOR | FAI | POPR02 | PT 2 POPRICANI | 1702234122711310 | Hexing
1698 | IAȘI | IS20 | IASI EXTERIOR | FAI | POPR03 | PT 3 POPRICANI | 1702234122711342 | Hexing
1699 | IAȘI | IS20 | IASI EXTERIOR | FAI | POPR04 | PT 4 POPRICANI | 1702234122711343 | Hexing
1700 | IAȘI | IS20 | IASI EXTERIOR | FAI | POPR05 | PTS 5 POPRICANI | 1702234122645773 | Hexing
1701 | IAȘI | IS20 | IASI EXTERIOR | FAI | POPR07 | PT 7 POPRICANI | 1702234122711344 | Hexing
1702 | IAȘI | IS20 | IASI EXTERIOR | FAI | POPR08 | PT 8 POPRICANI | 1702234122645772 | Hexing
1703 | IAȘI | IS20 | IASI EXTERIOR | FAI | POPR10 | PT 10 POPRICANI | 1702234122711339 | Hexing
1704 | IAȘI | IS20 | IASI EXTERIOR | FAI | POPR13 | PT 13 POPRICANI | 1702234122711313 | Hexing
1705 | IAȘI | IS20 | IASI EXTERIOR | FAI | POPR14 | PT 14 POPRICANI | 1702234122645729 | Hexing
1706 | IAȘI | IS20 | IASI EXTERIOR | FAI | REDI16 | PTAV 16 REDIU(SC EVO RELIEF DESIGN SRL) | 1702234122645838 | Hexing
1707 | IAȘI | IS20 | IASI EXTERIOR | FAI | SCIN01 | PT 1 SCINTEIA | 1702234122645701 | Hexing
1708 | IAȘI | IS20 | IASI EXTERIOR | FAI | SCIN03 | PT SCINTEIA NOUA | 1702334125532580 | Hexing
1709 | IAȘI | IS20 | IASI EXTERIOR | FAI | SCIN04 | PT 4 SCINTEIA | 1702234122645703 | Hexing
1710 | IAȘI | IS20 | IASI EXTERIOR | FAI | SCIN05 | PT 5 SCINTEIA | 1702334125532578 | Hexing
1711 | IAȘI | IS20 | IASI EXTERIOR | FAI | SCIN06 | PT 6 SCINTEIA | 1702334125532581 | Hexing
1712 | IAȘI | IS20 | IASI EXTERIOR | FAI | SLOV01 | PT 1 SLOBOZIA NEGRESTI | 1702434126588461 | Hexing
1713 | IAȘI | IS20 | IASI EXTERIOR | FAI | SLOV02 | PT 2 SLOBOZIA NEGRESTI | 1702334123717756 | Hexing
1714 | IAȘI | IS20 | IASI EXTERIOR | FAI | SLOV03 | PT 3 SLOBOZIA NEGRESTI | 1702334123717758 | Hexing
1715 | IAȘI | IS20 | IASI EXTERIOR | FAI | SLOV04 | PT 4 SLOBOZIA NEGRESTI | 1702334123717759 | Hexing
1716 | IAȘI | IS20 | IASI EXTERIOR | FAI | SORO01 | PTA 1 SOROGARI(COMUNA ARONEANU) | 1702234122645724 | Hexing
1717 | IAȘI | IS20 | IASI EXTERIOR | FAI | SORO02 | PT 2 SOROGARI SAT | 1702334125532558 | Hexing
1718 | IAȘI | IS20 | IASI EXTERIOR | FAI | SORO03 | PT 3 VITICOL SOROGARI | 1702234122645855 | Hexing
1719 | IAȘI | IS20 | IASI EXTERIOR | FAI | SORO07 | PT 2 VITICOL SOROGARI | 1702334125532559 | Hexing
1720 | IAȘI | IS20 | IASI EXTERIOR | FAI | SORO11 | PT 7 SOROGARI | 1702434126423129 | Hexing
1721 | IAȘI | IS20 | IASI EXTERIOR | FAI | SORO12 | PTAV 8 SOROGARI( PFA ZAPODEANU IOAN) | 1702234122711295 | Hexing
1722 | IAȘI | IS20 | IASI EXTERIOR | FAI | SORO13 | PT 9 SOROGARI ( SC MEDO COMPANY SRL) | 1702434125831853 | Hexing
1723 | IAȘI | IS20 | IASI EXTERIOR | FAI | SORO13 | PT 9 SOROGARI ( SC MEDO COMPANY SRL) | 1702434125831852 | Hexing
1724 | IAȘI | IS20 | IASI EXTERIOR | FAI | URIC01 | PT 1 URICANI (AVICOLA TINERET) | 1702234122645836 | Hexing
1725 | IAȘI | IS20 | IASI EXTERIOR | FAI | URIC04 | PT 4 URICANI (SEMTEST) | 1702334125532599 | Hexing
1726 | IAȘI | IS20 | IASI EXTERIOR | FAI | URIC05 | PT 5 URICANI | 1702334125532596 | Hexing
1727 | IAȘI | IS20 | IASI EXTERIOR | FAI | URIC06 | PT 6 URICANI | 1702234122645833 | Hexing
1728 | IAȘI | IS20 | IASI EXTERIOR | FAI | URIC14 | PT 14 URICANI | 1702234122645832 | Hexing
1729 | IAȘI | IS20 | IASI EXTERIOR | FAI | URIC21 | PTAM 21 URICANI | 1702234122711417 | Hexing
1730 | IAȘI | IS20 | IASI EXTERIOR | FAI | URIC31 | PT 31 URICANI | 1702234122711418 | Hexing
1731 | IAȘI | IS20 | IASI EXTERIOR | FAI | URIC38 | PT 38 URICANI SC INTERSAAM SRL | 1702334123717740 | Hexing
1732 | IAȘI | IS20 | IASI EXTERIOR | FAI | VECH01 | PT VECHIULEASA | 1702234122645852 | Hexing
1733 | IAȘI | IS20 | IASI EXTERIOR | FAI | VLUP01 | PT 1 VALEA LUPULUI | 1702334123978836 | Hexing
1734 | IAȘI | IS20 | IASI EXTERIOR | FAI | VLUP02 | PT 2 VALEA LUPULUI | 1702234122711421 | Hexing
1735 | IAȘI | IS20 | IASI EXTERIOR | FAI | VLUP04 | PT 4 VALEA LUPULUI (COMPLEX) | 1702234122711419 | Hexing
1736 | IAȘI | IS20 | IASI EXTERIOR | FAI | VLUP05 | PT 5 IAS VALEA LUPULUI | 1702234122711422 | Hexing
1737 | IAȘI | IS20 | IASI EXTERIOR | FAI | VLUP06 | PT 6 VALEA LUPULUI | 1702234122645839 | Hexing
1738 | IAȘI | IS20 | IASI EXTERIOR | FAI | VLUP07 | PT 7 VALEA LUPULUI | 1702234122645742 | Hexing
1739 | IAȘI | IS20 | IASI EXTERIOR | FAI | VLUP08 | PTA 8 VALEA LUPULUI | 1702434125895708 | Hexing
1740 | IAȘI | IS20 | IASI EXTERIOR | FAI | VLUP18 | PT 18 VALEA LUPULUI ANSAMBLU REZIDENTIAL MIHORDEA SI BADARAU | 1702234122645743 | Hexing
1741 | IAȘI | IS20 | IASI EXTERIOR | FAI | VLUP18 | PT 18 VALEA LUPULUI ANSAMBLU REZIDENTIAL MIHORDEA SI BADARAU | 1702234122645800 | Hexing
1742 | IAȘI | IS20 | IASI EXTERIOR | FAI | VLUP23 | PTZ AGROMIXT[ABATOR] V.LUPULUI | 1702234122711420 | Hexing
1743 | IAȘI | IS20 | IASI EXTERIOR | FAI | VLUP23 | PTZ AGROMIXT[ABATOR] V.LUPULUI | 1702234122711351 | Hexing
1744 | IAȘI | IS20 | IASI EXTERIOR | FAI | VLUP26 | PTAV 22 VALEA LUPULUI ALIMEMTARE LOCUINTE TIHULCA | 1702234122711322 | Hexing
1745 | IAȘI | IS20 | IASI EXTERIOR | FAI | VLUP27 | PTAV 23 VALEA LUPULUI | 1702234122711429 | Hexing
1746 | IAȘI | IS20 | IASI EXTERIOR | FAI | VLUP27 | PTAV 23 VALEA LUPULUI | 1702234122711432 | Hexing
1747 | IAȘI | IS20 | IASI EXTERIOR | FAI | VLUP28 | PTA 24 VALEA LUPULUI LOCUINTE COLECTIVE MIHAI ALEXANDRU CRIS | 1702334125532526 | Hexing
1748 | IAȘI | IS20 | IASI EXTERIOR | FAI | VLUP29 | PT 25 VALEA LUPULUI( SC YRISS CASA SRL ) | 1702334125532545 | Hexing
1749 | IAȘI | IS20 | IASI EXTERIOR | FAI | VLUP30 | PT 27 VALEA LUPULUI ( ZONA BLUE INVEST) | 1702334125532544 | Hexing
1750 | IAȘI | IS20 | IASI EXTERIOR | FAI | VLUP31 | PT 26 VALEA LUPULUI ( LOCUINTE MIHORDEA) | 1702434126595887 | Hexing
1751 | IAȘI | IS20 | IASI EXTERIOR | FAI | VNTR01 | PT 1 VANATORI | 1702234122711337 | Hexing
1752 | IAȘI | IS20 | IASI EXTERIOR | FAI | VNTR02 | PT 2 VANATORI | 1702234122711338 | Hexing
1753 | IAȘI | IS20 | IASI EXTERIOR | FAI | VNTR03 | PT 3 VANATORI | 1702234122711333 | Hexing
1754 | IAȘI | IS20 | IASI EXTERIOR | FAI | VNTR04 | PT 4 VANATORI | 1702234122711336 | Hexing
1755 | IAȘI | IS20 | IASI EXTERIOR | FAI | VTRI01 | PT 1 VULTURI | 1702234122711409 | Hexing
1756 | IAȘI | IS20 | IASI EXTERIOR | GALATA | BIRN06 | PT 6 GARA BIRNOVA | 1702234123505926 | Hexing
1757 | IAȘI | IS20 | IASI EXTERIOR | GALATA | BLCI01 | PT 1 BALCIU | 1702234122645690 | Hexing
1758 | IAȘI | IS20 | IASI EXTERIOR | GALATA | BLCI04 | PT 4 BALCIU (ALGINA ELECTRIC SRL) | 1702334125532555 | Hexing
1759 | IAȘI | IS20 | IASI EXTERIOR | GALATA | BORE01 | PT 1 BORDEA | 1702334125532597 | Hexing
1760 | IAȘI | IS20 | IASI EXTERIOR | GALATA | CIRB01 | PT 1 CIURBESTI | 1702334125532577 | Hexing
1761 | IAȘI | IS20 | IASI EXTERIOR | GALATA | CIUR01 | PT 1 CIUREA | 1009141000001175 | Enel
1762 | IAȘI | IS20 | IASI EXTERIOR | GALATA | CIUR02 | PT 2 CIUREA(GARA P. LUPULUI) | 1702334123978864 | Hexing
1763 | IAȘI | IS20 | IASI EXTERIOR | GALATA | CIUR05 | PT 5 CFR CIUREA | 1702234122645794 | Hexing
1764 | IAȘI | IS20 | IASI EXTERIOR | GALATA | CIUR06 | PT 6 CIUREA | 1702334125532579 | Hexing
1765 | IAȘI | IS20 | IASI EXTERIOR | GALATA | CIUR06 | PT 6 CIUREA | 1702334125532576 | Hexing
1766 | IAȘI | IS20 | IASI EXTERIOR | GALATA | CIUR07 | PT 2 SMA CIUREA | 1702334125532532 | Hexing
1767 | IAȘI | IS20 | IASI EXTERIOR | GALATA | CURA01 | PT 1 CURATURI | 1702234122711406 | Hexing
1768 | IAȘI | IS20 | IASI EXTERIOR | GALATA | CURA02 | PT 2 CURATURI | 1702234122711396 | Hexing
1769 | IAȘI | IS20 | IASI EXTERIOR | GALATA | DMBC01 | PT 1 DUMBRAVA | 1702234122645824 | Hexing
1770 | IAȘI | IS20 | IASI EXTERIOR | GALATA | DMBC02 | PT 1 PISCICOLA DUMBRAVA | 1702334125532569 | Hexing
1771 | IAȘI | IS20 | IASI EXTERIOR | GALATA | DMBC04 | PT 4 DUMBRAVA | 1702234122645822 | Hexing
1772 | IAȘI | IS20 | IASI EXTERIOR | GALATA | DMBC05 | PT 5 DUMBRAVA | 1702334125532598 | Hexing
1773 | IAȘI | IS20 | IASI EXTERIOR | GALATA | HORP01 | PT 1 HORPAZ | 1702234122645791 | Hexing
1774 | IAȘI | IS20 | IASI EXTERIOR | GALATA | HORP02 | PT 2 HORPAZ | 1702234122711276 | Hexing
1775 | IAȘI | IS20 | IASI EXTERIOR | GALATA | HORP06 | PT 6 HORPAZ | 1702234122645858 | Hexing
1776 | IAȘI | IS20 | IASI EXTERIOR | GALATA | HORP10 | PTAV 10 HORPAZ LOCUINTE CIUBOTARIU ELENA | 1702234122645790 | Hexing
1777 | IAȘI | IS20 | IASI EXTERIOR | GALATA | HORP11 | PT 11 HORPAZ (WOSPAL SRL) | 1702234122645723 | Hexing
1778 | IAȘI | IS20 | IASI EXTERIOR | GALATA | HORP12 | PTAV 12 (LOCUINTE CIUBOTARU GHEORGHE) | 1702334125532530 | Hexing
1779 | IAȘI | IS20 | IASI EXTERIOR | GALATA | HORP13 | PT 3 EZARENI | 1702234122711411 | Hexing
1780 | IAȘI | IS20 | IASI EXTERIOR | GALATA | HORP14 | PT 4 ST. SORT EZARENI | 1702234122711413 | Hexing
1781 | IAȘI | IS20 | IASI EXTERIOR | GALATA | HORP15 | PTAV 13 HORPAZ | 1702334125532516 | Hexing
1782 | IAȘI | IS20 | IASI EXTERIOR | GALATA | HORP17 | PT POMPE BAZA EZARENI | 1702234122711412 | Hexing
1783 | IAȘI | IS20 | IASI EXTERIOR | GALATA | LUCE01 | PT 1 LUNCA CETATUII | 1009141000000704 | Enel
1784 | IAȘI | IS20 | IASI EXTERIOR | GALATA | LUCE03 | PT 3 BLOCURI LUNCA CETATUII | 1702334125532533 | Hexing
1785 | IAȘI | IS20 | IASI EXTERIOR | GALATA | LUCE04 | PT 4 LUNCA CETATUII | 1702334124027436 | Hexing
1786 | IAȘI | IS20 | IASI EXTERIOR | GALATA | LUCE05 | PT 5 LUNCA CETATUII | 1702334124027438 | Hexing
1787 | IAȘI | IS20 | IASI EXTERIOR | GALATA | LUCE06 | PTZ 6 LUNCA CETATUII | 1702334124027437 | Hexing
1788 | IAȘI | IS20 | IASI EXTERIOR | GALATA | LUCE07 | PT 7 LUNCA CETATUII | 1702234122711307 | Hexing
1789 | IAȘI | IS20 | IASI EXTERIOR | GALATA | LUCE08 | PT 8 LUNCA CETATUII | 1702234122645792 | Hexing
1790 | IAȘI | IS20 | IASI EXTERIOR | GALATA | LUCE11 | PT 11 LUNCA CETATUII | 1702334125532531 | Hexing
1791 | IAȘI | IS20 | IASI EXTERIOR | GALATA | LUCE12 | PT 10 LUNCA CETATUII | 1702334124027440 | Hexing
1792 | IAȘI | IS20 | IASI EXTERIOR | GALATA | LUCE14 | PT 12 LUNCA CETATUII (BLOC TARCAN VICTOR ) | 1702434125831864 | Hexing
1793 | IAȘI | IS20 | IASI EXTERIOR | GALATA | LUCE14 | PT 12 LUNCA CETATUII (BLOC TARCAN VICTOR ) | 1702434125831861 | Hexing
1794 | IAȘI | IS20 | IASI EXTERIOR | GALATA | LUCE16 | PT 16 LUNCA CETATUII SC CAT CONSTRUCT GRUP SRL | 1702334123717732 | Hexing
1795 | IAȘI | IS20 | IASI EXTERIOR | GALATA | LUCE16 | PT 16 LUNCA CETATUII SC CAT CONSTRUCT GRUP SRL | 1702234122711306 | Hexing
1796 | IAȘI | IS20 | IASI EXTERIOR | GALATA | LUCE17 | PTAV 17 LUNCA CETATUII BLOCURI | 1702334123717802 | Hexing
1797 | IAȘI | IS20 | IASI EXTERIOR | GALATA | LUCE17 | PTAV 17 LUNCA CETATUII BLOCURI | 1702334123717804 | Hexing
1798 | IAȘI | IS20 | IASI EXTERIOR | GALATA | LUCE18 | PT 18 LUNCA CETATUII BLOC SC DELTAPLAN | 1702334125532557 | Hexing
1799 | IAȘI | IS20 | IASI EXTERIOR | GALATA | LUCE19 | PTAV 19 LUNCA CETATUII (SC DEN YU CONSTRUCT SRL) | 1702234122711329 | Hexing
1800 | IAȘI | IS20 | IASI EXTERIOR | GALATA | LUCE22 | PT 22 LUNCA CETATUII(LOCUINTE SC CAT CONSTRUCT SRL) | 1702334123978862 | Hexing
1801 | IAȘI | IS20 | IASI EXTERIOR | GALATA | LUCE25 | PT 15 LUNCA CETATUII 1KV | 1702434125831863 | Hexing
1802 | IAȘI | IS20 | IASI EXTERIOR | GALATA | LUCE33 | PT 23 LUNCA CETATUII (MKD RESIDENCE) | 1702334123717734 | Hexing
1803 | IAȘI | IS20 | IASI EXTERIOR | GALATA | LUCE35 | PTAV 25 LUNCA CETATUII (SC MKD RESIDENCE SRL) | 1702434126588478 | Hexing
1804 | IAȘI | IS20 | IASI EXTERIOR | GALATA | LUCE35 | PTAV 25 LUNCA CETATUII (SC MKD RESIDENCE SRL) | 1702434126588479 | Hexing
1805 | IAȘI | IS20 | IASI EXTERIOR | GALATA | MIRO01 | PT 1 MIROSLAVA ( SCOALA ) | 1702234122711388 | Hexing
1806 | IAȘI | IS20 | IASI EXTERIOR | GALATA | MIRO01 | PT 1 MIROSLAVA ( SCOALA ) | 1702334125532604 | Hexing
1807 | IAȘI | IS20 | IASI EXTERIOR | GALATA | MIRO02 | PTA 2 MIROSLAVA | 1702234123505921 | Hexing
1808 | IAȘI | IS20 | IASI EXTERIOR | GALATA | MIRO04 | PTA 4 MIROSLAVA | 1702234122711390 | Hexing
1809 | IAȘI | IS20 | IASI EXTERIOR | GALATA | MIRO05 | PT 5 MIROSLAVA | 1702234122711332 | Hexing
1810 | IAȘI | IS20 | IASI EXTERIOR | GALATA | MIRO05 | PT 5 MIROSLAVA | 1702234122711327 | Hexing
1811 | IAȘI | IS20 | IASI EXTERIOR | GALATA | MIRO08 | PT 8 MIROSLAVA | 1702234122645689 | Hexing
1812 | IAȘI | IS20 | IASI EXTERIOR | GALATA | MIRO09 | PT 2 SCPP MIROSLAVA | 1702434125895693 | Hexing
1813 | IAȘI | IS20 | IASI EXTERIOR | GALATA | MIRO11 | PT 2 CAP MIROSLAVA | 1702434126588490 | Hexing
1814 | IAȘI | IS20 | IASI EXTERIOR | GALATA | MIRO20 | PT 12 MIROSLAVA (UAT MIROSLAVA) | 1702234122645722 | Hexing
1815 | IAȘI | IS20 | IASI EXTERIOR | GALATA | URIC10 | PT 10 URICANI | 1702234122711398 | Hexing
1816 | IAȘI | IS20 | IASI EXTERIOR | GALATA | VAAD01 | PT 1 VALEA ADANCA | 1702234122711367 | Hexing
1817 | IAȘI | IS20 | IASI EXTERIOR | GALATA | VAAD02 | PTA 2 POMPE APA VALEA ADANCA | 1702234122711452 | Hexing
1818 | IAȘI | IS20 | IASI EXTERIOR | GALATA | VAAD03 | PT 3 VALEA ADANCA | 1702234122711448 | Hexing
1819 | IAȘI | IS20 | IASI EXTERIOR | GALATA | VAAD05 | PT 5 VALEA ADANCA | 1702234122711395 | Hexing
1820 | IAȘI | IS20 | IASI EXTERIOR | GALATA | VAAD06 | PT 6 VALEA ADANCA | 1702234122711415 | Hexing
1821 | IAȘI | IS20 | IASI EXTERIOR | GALATA | VAAD06 | PT 6 VALEA ADANCA | 1702234122711393 | Hexing
1822 | IAȘI | IS20 | IASI EXTERIOR | GALATA | VAAD07 | PT 7 VALEA ADANCA | 1702234122711450 | Hexing
1823 | IAȘI | IS20 | IASI EXTERIOR | GALATA | VAAD07 | PT 7 VALEA ADANCA | 1702234122711451 | Hexing
1824 | IAȘI | IS20 | IASI EXTERIOR | GALATA | VAAD08 | PTAB 8 VALEA ADANCA INT POMPE BAZA EZARENI | 1702234122711391 | Hexing
1825 | IAȘI | IS20 | IASI EXTERIOR | GALATA | VAAD09 | PT 9 VALEA ADANCA POPESCU DANIELA | 1702234122711387 | Hexing
1826 | IAȘI | IS20 | IASI EXTERIOR | GALATA | VAAD10 | PT 10 VALEA ADANCA PERES ADRIAN | 1702234122711248 | Hexing
1827 | IAȘI | IS20 | IASI EXTERIOR | GALATA | VAAD10 | PT 10 VALEA ADANCA PERES ADRIAN | 1702234122711449 | Hexing
1828 | IAȘI | IS20 | IASI EXTERIOR | GALATA | VAAD11 | PT 11 VALEA ADANCA SC AMERICAN ECO HOMES SRL | 1702234122711447 | Hexing
1829 | IAȘI | IS20 | IASI EXTERIOR | GALATA | VAAD12 | PT 12 VALEA ADANCA SC ALGINA SRL ANSAMBLU REZIDENRTIAL | 1702234122711392 | Hexing
1830 | IAȘI | IS20 | IASI EXTERIOR | GALATA | VAAD13 | PTAV 13 VALEA ADANCA LOC.COLECTIVE IONESCU DIANA | 1702234122711287 | Hexing
1831 | IAȘI | IS20 | IASI EXTERIOR | GALATA | VAAD13 | PTAV 13 VALEA ADANCA LOC.COLECTIVE IONESCU DIANA | 1702234122711290 | Hexing
1832 | IAȘI | IS20 | IASI EXTERIOR | GALATA | VAAD14 | PTAV 14 VALEA ADANCA INT | 1702234122711414 | Hexing
1833 | IAȘI | IS20 | IASI EXTERIOR | GALATA | VAAD17 | PT 17 VALEA ADANCA | 1702234122711331 | Hexing
1834 | IAȘI | IS20 | IASI EXTERIOR | GALATA | VAAD17 | PT 17 VALEA ADANCA | 1702234122711328 | Hexing
1835 | IAȘI | IS20 | IASI EXTERIOR | GALATA | VAAD18 | PT 18 VALEA ADANCA S.C. SUN RESIDENCE S.R.L | 1702234122711288 | Hexing
1836 | IAȘI | IS20 | IASI EXTERIOR | GALATA | VAAD19 | PT 19 VALEA ADANCA SC FLORI DESIGN CONSTRUCT SRL | 1702234122645770 | Hexing
1837 | IAȘI | IS20 | IASI EXTERIOR | GALATA | VAAD20 | PT 20 VALEA ADANCA( LOC.COLECT.SC MEGA&STAYLING SRL) | 1702234122645719 | Hexing
1838 | IAȘI | IS20 | IASI EXTERIOR | GALATA | VAAD21 | PT 21 VALEA ADANCA LOCUINTE ACHITEI LUMINITA | 1702334123978861 | Hexing
1839 | IAȘI | IS20 | IASI EXTERIOR | GALATA | VAAD21 | PT 21 VALEA ADANCA LOCUINTE ACHITEI LUMINITA | 1702334123978863 | Hexing
1840 | IAȘI | IS20 | IASI EXTERIOR | GALATA | VURS01 | PT VALEA URSULUI | 1702234122711389 | Hexing
1841 | IAȘI | IS20 | IASI EXTERIOR | GALATA | VURS02 | PT 2 VALEA URSULUI | 1702234122711277 | Hexing
1842 | IAȘI | IS20 | IASI EXTERIOR | GALATA | VURS03 | PTA 3 VALEA URSULUI(IONESA MANUELA) | 1702334125532552 | Hexing
1843 | IAȘI | IS20 | IASI EXTERIOR | GALATA | VURS04 | PT 4 VALEA URSULUI(LOCUINTE INDIVIDUALE NECULAI NARCIS BOGDA | 1702334123978848 | Hexing
1844 | IAȘI | IS20 | IASI EXTERIOR | IASI SUD | BIRN10 | PT IAS CIUREA | 1702234122645750 | Hexing
1845 | IAȘI | IS20 | IASI EXTERIOR | IASI SUD | BOSI07 | PT COADA STANCII | 1702434125831805 | Hexing
1846 | IAȘI | IS20 | IASI EXTERIOR | IASI SUD | BUCU11 | PT 1 IAS BUCIUM | 1702234122645830 | Hexing
1847 | IAȘI | IS20 | IASI EXTERIOR | IASI SUD | BUCU12 | PT 2 IAS BUCIUM | 1702334125532601 | Hexing
1848 | IAȘI | IS20 | IASI EXTERIOR | IASI SUD | CHCE01 | PT 1 CHICEREA | 1702434126423133 | Hexing
1849 | IAȘI | IS20 | IASI EXTERIOR | IASI SUD | CHCE02 | PT 2 CHICEREA | 1702334125532510 | Hexing
1850 | IAȘI | IS20 | IASI EXTERIOR | IASI SUD | CHCE03 | PT 3 CHICEREA | 1702334123978841 | Hexing
1851 | IAȘI | IS20 | IASI EXTERIOR | IASI SUD | CIUR11 | PT JUVAT | 1702334125532528 | Hexing
1852 | IAȘI | IS20 | IASI EXTERIOR | IASI SUD | GORU01 | PT 1 GORUNI | 1702234122645819 | Hexing
1853 | IAȘI | IS20 | IASI EXTERIOR | IASI SUD | GORU03 | PT 3 GORUNI | 1702234122645857 | Hexing
1854 | IAȘI | IS20 | IASI EXTERIOR | IASI SUD | HLIN01 | PT HLINCEA | 1702234122645795 | Hexing
1855 | IAȘI | IS20 | IASI EXTERIOR | IASI SUD | HLIN03 | PT 3 HLINCEA | 1702234122645825 | Hexing
1856 | IAȘI | IS20 | IASI EXTERIOR | IASI SUD | HLIN04 | PT CENTRUL HIPIC | 1702234122645705 | Hexing
1857 | IAȘI | IS20 | IASI EXTERIOR | IASI SUD | HLIN06 | PTM SC ROMTEC NICAROM HLINCEA | 1702334123978840 | Hexing
1858 | IAȘI | IS20 | IASI EXTERIOR | IASI SUD | HOLB01 | PT 1 HOLBOCA | 1702434126423147 | Hexing
1859 | IAȘI | IS20 | IASI EXTERIOR | IASI SUD | HOLB02 | PT 2 HOLBOCA | 1702234122711318 | Hexing
1860 | IAȘI | IS20 | IASI EXTERIOR | IASI SUD | HOLB03 | PT 3 HOLBOCA | 1702234122711323 | Hexing
1861 | IAȘI | IS20 | IASI EXTERIOR | IASI SUD | HOLB04 | PT 4 HOLBOCA | 1702234122711325 | Hexing
1862 | IAȘI | IS20 | IASI EXTERIOR | IASI SUD | HOLB07 | PT 7 HOLBOCA | 1702334125532499 | Hexing
1863 | IAȘI | IS20 | IASI EXTERIOR | IASI SUD | HOLB08 | PT 8 HOLBOCA | 1702234122711316 | Hexing
1864 | IAȘI | IS20 | IASI EXTERIOR | IASI SUD | HOLB09 | PT 9 HOLBOCA | 1702434126595898 | Hexing
1865 | IAȘI | IS20 | IASI EXTERIOR | IASI SUD | HOLB11 | PT 11 HOLBOCA | 1702434126423143 | Hexing
1866 | IAȘI | IS20 | IASI EXTERIOR | IASI SUD | HOLB12 | PT 12 HOLBOCA | 1702234122711320 | Hexing
1867 | IAȘI | IS20 | IASI EXTERIOR | IASI SUD | HOLB15 | PT ANTESTATIE CFR CET | 1702334123978868 | Hexing
1868 | IAȘI | IS20 | IASI EXTERIOR | IASI SUD | HOLB52 | PT 2 TAURINE | 1702234122711319 | Hexing
1869 | IAȘI | IS20 | IASI EXTERIOR | IASI SUD | IS0428 | PT CENTRU HIPIC IASI | 1702334123978846 | Hexing
1870 | IAȘI | IS20 | IASI EXTERIOR | IASI SUD | IS0507 | PT SC ROMTEC NICAROM IASI | 1702334125532501 | Hexing
1871 | IAȘI | IS20 | IASI EXTERIOR | IASI SUD | MNZT01 | PT 1 MANZATESTI | 1702234122645775 | Hexing
1872 | IAȘI | IS20 | IASI EXTERIOR | IASI SUD | MNZT02 | PT 2 MANZATESTI | 1702234122645777 | Hexing
1873 | IAȘI | IS20 | IASI EXTERIOR | IASI SUD | MNZT03 | PT 3 MANZATESTI | 1702434125895696 | Hexing
1874 | IAȘI | IS20 | IASI EXTERIOR | IASI SUD | MTRSCM | PT SCM MANTA ROSIE | 1702234122711341 | Hexing
1875 | IAȘI | IS20 | IASI EXTERIOR | IASI SUD | REAL01 | PT 1 REDIU ALDEI | 1702434125895685 | Hexing
1876 | IAȘI | IS20 | IASI EXTERIOR | IASI SUD | REAL02 | PT 2 REDIU ALDEI | 1702434126595897 | Hexing
1877 | IAȘI | IS20 | IASI EXTERIOR | IASI SUD | REAL03 | PT 3 REDIU ALDEI (SERE LEGUME) | 1702434126595899 | Hexing
1878 | IAȘI | IS20 | IASI EXTERIOR | IASI SUD | RUSN01 | PT RUSENII NOI | 1702434126423145 | Hexing
1879 | IAȘI | IS20 | IASI EXTERIOR | IASI SUD | RUSV01 | PT RUSENII VECHI | 1702234122711311 | Hexing
1880 | IAȘI | IS20 | IASI EXTERIOR | IASI SUD | RUSV02 | PT 2 RUSENII VECHI | 1702234122711315 | Hexing
1881 | IAȘI | IS20 | IASI EXTERIOR | IASI SUD | TOME01 | PT 1 TOMESTI | 1702434126423134 | Hexing
1882 | IAȘI | IS20 | IASI EXTERIOR | IASI SUD | TOME02 | PT 2 TOMESTI | 1702334125532595 | Hexing
1883 | IAȘI | IS20 | IASI EXTERIOR | IASI SUD | TOME04 | PT 4 TOMESTI | 1702434126423132 | Hexing
1884 | IAȘI | IS20 | IASI EXTERIOR | IASI SUD | TOME05 | PT 5 TOMESTI | 1702334125532575 | Hexing
1885 | IAȘI | IS20 | IASI EXTERIOR | IASI SUD | TOME08 | PT 8 BLOCURI TOMESTI | 1702334123978843 | Hexing
1886 | IAȘI | IS20 | IASI EXTERIOR | IASI SUD | TOME09 | PT 9 POMPE BLOCURI TOMESTI | 1702434126423130 | Hexing
1887 | IAȘI | IS20 | IASI EXTERIOR | IASI SUD | TOME11 | PT 1 BLOCURI TOMESTI | 1702334123978847 | Hexing
1888 | IAȘI | IS20 | IASI EXTERIOR | IASI SUD | TOME12 | PT 2 BLOCURI TOMESTI | 1702334123978838 | Hexing
1889 | IAȘI | IS20 | IASI EXTERIOR | IASI SUD | TOME13 | PT 3 BLOCURI TOMESTI | 1702334123978837 | Hexing
1890 | IAȘI | IS20 | IASI EXTERIOR | IASI SUD | TOME14 | PT 4 BLOCURI TOMESTI | 1702334125532556 | Hexing
1891 | IAȘI | IS20 | IASI EXTERIOR | IASI SUD | TOME15 | PT 5 BLOCURI TOMESTI | 1702334123978844 | Hexing
1892 | IAȘI | IS20 | IASI EXTERIOR | IASI SUD | TOME16 | PT 6 BLOCURI TOMESTI | 1702334123978845 | Hexing
1893 | IAȘI | IS20 | IASI EXTERIOR | IASI SUD | TOME17 | PT 7 BLOCURI TOMESTI | 1702334123978839 | Hexing
1894 | IAȘI | IS20 | IASI EXTERIOR | IASI SUD | TOME20 | PT 16 TOMESTI | 1702434126423144 | Hexing
1895 | IAȘI | IS20 | IASI EXTERIOR | IASI SUD | TOME22 | PT 17 TOMESTI | 1702434125895681 | Hexing
1896 | IAȘI | IS20 | IASI EXTERIOR | IASI SUD | TOME25 | PT 14 TOMESTI | 1702234122711251 | Hexing
1897 | IAȘI | IS20 | IASI EXTERIOR | IASI SUD | VDCN01 | PT 1 VLADICENI | 1702234122645860 | Hexing
1898 | IAȘI | IS20 | IASI EXTERIOR | IASI SUD | VDCN02 | PT 2 VLADICENI | 1702234122645826 | Hexing
1899 | IAȘI | IS20 | IASI EXTERIOR | IASI SUD | VDCN03 | PT 3 VLADICENI | 1702434126595886 | Hexing
1900 | IAȘI | IS20 | IASI EXTERIOR | IASI SUD | VDCN04 | PT 4 SERE VLADICENI | 1702434126595895 | Hexing
1901 | IAȘI | IS20 | IASI EXTERIOR | IASI SUD | VDCN13 | PT 13 VLADICENI | 1702334125532605 | Hexing
1902 | IAȘI | IS20 | IASI EXTERIOR | IASI SUD | VDCN14 | PT 14 VLADICENI SC MELA MOV CAR SERVICE SRL | 1702334125532519 | Hexing
1903 | IAȘI | IS20 | IASI EXTERIOR | MANTA ROSIE | BIRN01 | PT 1 BIRNOVA | 1702234122645793 | Hexing
1904 | IAȘI | IS20 | IASI EXTERIOR | MANTA ROSIE | BIRN02 | PT 2 BIRNOVA | 1702234122645749 | Hexing
1905 | IAȘI | IS20 | IASI EXTERIOR | MANTA ROSIE | BIRN04 | PT 4 D.MERE BIRNOVA | 1702234122711365 | Hexing
1906 | IAȘI | IS20 | IASI EXTERIOR | MANTA ROSIE | BIRN11 | PT 6 BIRNOVA | 1702234122645753 | Hexing
1907 | IAȘI | IS20 | IASI EXTERIOR | MANTA ROSIE | BIRN13 | PTA 7 BIRNOVA | 1702234122645748 | Hexing
1908 | IAȘI | IS20 | IASI EXTERIOR | MANTA ROSIE | BIRN14 | PT 10 BARNOVA APAVITAL SPAU 6 BARNOVA | 1702234122645751 | Hexing
1909 | IAȘI | IS20 | IASI EXTERIOR | MANTA ROSIE | BUCU01 | PT VILA GREIERU | 1702234122711385 | Hexing
1910 | IAȘI | IS20 | IASI EXTERIOR | MANTA ROSIE | BUCU02 | PT GRADINA ZOOLOGICA | 1702334125532522 | Hexing
1911 | IAȘI | IS20 | IASI EXTERIOR | MANTA ROSIE | BUCU05 | PT 5 IL. BUCIUM | 1702234122645834 | Hexing
1912 | IAȘI | IS20 | IASI EXTERIOR | MANTA ROSIE | BUCU06 | PT 6 MOTEL BUCIUM | 1702234123505924 | Hexing
1913 | IAȘI | IS20 | IASI EXTERIOR | MANTA ROSIE | BUCU08 | PT 8 BUCIUM | 1702234122645866 | Hexing
1914 | IAȘI | IS20 | IASI EXTERIOR | MANTA ROSIE | BUCU10 | PTA 10 BUCIUM | 1702234123505923 | Hexing
1915 | IAȘI | IS20 | IASI EXTERIOR | MANTA ROSIE | BUCU15 | PT 15 BUCIUM | 1702334125532603 | Hexing
1916 | IAȘI | IS20 | IASI EXTERIOR | MANTA ROSIE | CIUR03 | PT 3 CIUREA | 1702434125831854 | Hexing
1917 | IAȘI | IS20 | IASI EXTERIOR | MANTA ROSIE | CIUR04 | PT 4 ACUMULARE CIUREA | 1702334123717735 | Hexing
1918 | IAȘI | IS20 | IASI EXTERIOR | MANTA ROSIE | CIUR12 | PT 12 CIUREA | 1702334125532529 | Hexing
1919 | IAȘI | IS20 | IASI EXTERIOR | MANTA ROSIE | PAUN01 | PT 1 PAUN | 1702234122645752 | Hexing
1920 | IAȘI | IS20 | IASI EXTERIOR | MANTA ROSIE | PAUN02 | PT 2 PAUN | 1702234122711381 | Hexing
1921 | IAȘI | IS20 | IASI EXTERIOR | MANTA ROSIE | PAUN03 | PT 3 PAUN | 1702234122645835 | Hexing
1922 | IAȘI | IS20 | IASI EXTERIOR | MANTA ROSIE | PAUN05 | PT 5 PAUN | 1702234122711383 | Hexing
1923 | IAȘI | IS20 | IASI EXTERIOR | MANTA ROSIE | PAUN06 | PT 6 PAUN | 1702234122711384 | Hexing
1924 | IAȘI | IS20 | IASI EXTERIOR | MANTA ROSIE | PIEB01 | PT 1 PIETRARIE | 1702234122711382 | Hexing
1925 | IAȘI | IS20 | IASI EXTERIOR | MANTA ROSIE | PIEB02 | PT 2 PIETRARIE | 1702234122711368 | Hexing
1926 | IAȘI | IS20 | IASI EXTERIOR | MANTA ROSIE | PIEB03 | PT PIETRARIE VALE | 1702234122711363 | Hexing
1927 | IAȘI | IS20 | IASI EXTERIOR | MANTA ROSIE | PIEB04 | PT 3 PIETRARIE INT | 1702234123505922 | Hexing
1928 | IAȘI | IS20 | IASI EXTERIOR | MANTA ROSIE | PIEB05 | PT 5 PIETRARIE (EGERIA) | 1702234122711243 | Hexing
1929 | IAȘI | IS20 | IASI EXTERIOR | MANTA ROSIE | PIEB05 | PT 5 PIETRARIE (EGERIA) | 1702234122711244 | Hexing
1930 | IAȘI | IS20 | IASI EXTERIOR | MANTA ROSIE | VAMS02 | PT 2 VAMASOAIA | 1702234122645821 | Hexing
1931 | IAȘI | IS20 | IASI EXTERIOR | MANTA ROSIE | VISA02 | PT IAS VISANI | 1702234122645768 | Hexing
1932 | IAȘI | IS20 | IASI EXTERIOR | MANTA ROSIE | VISA10 | PT 10 VISANI | 1702234122711366 | Hexing
1933 | IAȘI | IS20 | IASI EXTERIOR | PODU ILOAIE | COGE02 | PT 2 COGEASCA | 1702434125895720 | Hexing
1934 | IAȘI | IS20 | IASI EXTERIOR | PODU ILOAIE | COGE03 | PT 3 COGEASCA | 1702334125532574 | Hexing
1935 | IAȘI | IS20 | IASI EXTERIOR | PODU ILOAIE | LETC02 | PT 2 LETCANI | 1702234122645691 | Hexing
1936 | IAȘI | IS20 | IASI EXTERIOR | PODU ILOAIE | LETC03 | PT 3 LETCANI | 1702234122645820 | Hexing
1937 | IAȘI | IS20 | IASI EXTERIOR | PODU ILOAIE | LETC06 | PT 6 LETCANI (GARA) | 1702434126588468 | Hexing
1938 | IAȘI | IS20 | IASI EXTERIOR | RADUCANENI | RADU01 | PT 1 RADUCANENI | 1702434127805186 | Hexing
1939 | IAȘI | IS20 | IASI EXTERIOR | RADUCANENI | RADU05 | PT 5 RADUCANENI | 1702434127045209 | Hexing
1940 | IAȘI | IS20 | IASI EXTERIOR | RADUCANENI | RADU06 | PT 6 RADUCANENI | 1702434127045211 | Hexing
1941 | IAȘI | IS20 | IASI EXTERIOR | RADUCANENI | RADU07 | PTZ 7 RADUCANENI | 1702334124027424 | Hexing
1942 | IAȘI | IS20 | IASI EXTERIOR | RADUCANENI | RADU08 | PTZ 8 RADUCANENI | 1702434125831803 | Hexing
1943 | IAȘI | IS20 | IASI EXTERIOR | RADUCANENI | RADU10 | PT 10 RADUCANENI | 1702434125831804 | Hexing
1944 | IAȘI | IS20 | IASI EXTERIOR | RADUCANENI | RADU14 | PT 14 RADUCANENI | 1702434127805185 | Hexing
1945 | IAȘI | IS20 | IASI EXTERIOR | RADUCANENI | RADU19 | PT 19 RADUCANENI | 1702434125831806 | Hexing
1946 | IAȘI | IS20 | IASI EXTERIOR | SCULENI | POPR23 | PT 3 POMPE PISCICOLA POPRICANI | 1702434126588476 | Hexing
1947 | IAȘI | IS20 | IASI EXTERIOR | SCULENI | SCUL01 | PT SPITAL SCULENI | 1702234122645807 | Hexing
1948 | IAȘI | IS20 | IASI EXTERIOR | SCULENI | SCUL02 | PT 2 TLHS SCULENI | 1702234122645805 | Hexing
1949 | IAȘI | IS20 | IASI EXTERIOR | SCULENI | SCUL13 | PTA 4 STATIE TRATARE APA SCULENI | 1702234122645727 | Hexing
1950 | IAȘI | IS20 | IASI EXTERIOR | TABARA | BIVO01 | PT 1 BIVOLARI | 1702334123717736 | Hexing
1951 | IAȘI | IS20 | IASI EXTERIOR | TABARA | BIVO02 | PT 2 BIVOLARI | 1702334125532568 | Hexing
1952 | IAȘI | IS20 | IASI EXTERIOR | TABARA | BIVO03 | PT 3 BIVOLARI | 1702434126588466 | Hexing
1953 | IAȘI | IS20 | IASI EXTERIOR | TABARA | BIVO04 | PT 4 BIVOLARI CORNU NEGRU | 1702434126588471 | Hexing
1954 | IAȘI | IS20 | IASI EXTERIOR | TABARA | BIVO09 | PT 9 BATOZARE BIVOLARI | 1702334125532546 | Hexing
1955 | IAȘI | IS20 | IASI EXTERIOR | TATARASI | DANV01 | PTAV 1 AUREL VLAICU( ANSAMBLU REZIDENTIAL CCI CONSTRUCT SRL) | 1702234122645696 | Hexing
1956 | IAȘI | IS20 | IASI EXTERIOR | TATARASI | DANV01 | PTAV 1 AUREL VLAICU( ANSAMBLU REZIDENTIAL CCI CONSTRUCT SRL) | 1702234122645697 | Hexing
1957 | IAȘI | IS20 | IASI EXTERIOR | TATARASI | TATS01 | PTAV ARNAV IASI | 1702434126595902 | Hexing
1958 | IAȘI | IS20 | IASI EXTERIOR | TRIFESTI | LRGJ02 | PT 2 LARGA JIJIA | 1702434125895610 | Hexing
1959 | IAȘI | IS20 | IASI EXTERIOR | TRIFESTI | LRGJ03 | PT CAP LARGA JIJIA | 1702334124027448 | Hexing
1960 | IAȘI | IS20 | IASI EXTERIOR | TRIFESTI | MOVI02 | PT IAS MOVILENI | 1702434126595893 | Hexing
1961 | IAȘI | IS20 | IASI EXTERIOR | TRIFESTI | MOVI05 | PT 5 MOVILENI | 1702434125895694 | Hexing
1962 | IAȘI | IS20 | IASI EXTERIOR | TRIFESTI | MOVI06 | PT 6 MOVILENI | 1702334125532523 | Hexing
1963 | IAȘI | IS20 | IASI EXTERIOR | TRIFESTI | MOVI07 | PT 7 MOVILENI | 1702434125895721 | Hexing
1964 | IAȘI | IS20 | IASI EXTERIOR | TRIFESTI | MOVI12 | PT 12 MOVILENI | 1702434126595896 | Hexing
1965 | IAȘI | IS20 | IASI EXTERIOR | TRIFESTI | TIGA01 | PT 1 TIGANASI | 1702434125895690 | Hexing
1966 | IAȘI | IS20 | IASI EXTERIOR | TRIFESTI | TIGA02 | PT 1 BLANDESTI | 1702434125895716 | Hexing
1967 | IAȘI | IS20 | IASI EXTERIOR | TRIFESTI | TIGA03 | PT 3 TIGANASI | 1702434125895692 | Hexing
1968 | IAȘI | IS20 | IASI EXTERIOR | TRIFESTI | TIGA06 | PTA 4 TIGANASI | 1702434125895687 | Hexing
1969 | IAȘI | IS20 | IASI EXTERIOR | TUTORA | BOSI01 | PT 1 BOSIA | 1702434125895700 | Hexing
1970 | IAȘI | IS20 | IASI EXTERIOR | TUTORA | BOSI02 | PT 2 BOSIA(JIJIA) | 1702434125895698 | Hexing
1971 | IAȘI | IS20 | IASI EXTERIOR | TUTORA | BOSI03 | PT 3 BOSIA(CAP) | 1702434125895699 | Hexing
1972 | IAȘI | IS20 | IASI EXTERIOR | TUTORA | BOSI05 | PT 5 BOSIA | 1702334125532562 | Hexing
1973 | IAȘI | IS20 | IASI EXTERIOR | TUTORA | BOSI06 | PT 6 BOSIA | 1702334125532511 | Hexing
1974 | IAȘI | IS20 | IASI EXTERIOR | TUTORA | BOSI17 | PT 7 BOSIA | 1702334124027439 | Hexing
1975 | IAȘI | IS20 | IASI EXTERIOR | TUTORA | CHIP01 | PT 1 CHIPERESTI | 1702334123717745 | Hexing
1976 | IAȘI | IS20 | IASI EXTERIOR | TUTORA | GOLA01 | PT 1 GOLAIESTI | 1702234122645806 | Hexing
1977 | IAȘI | IS20 | IASI EXTERIOR | TUTORA | GOLA02 | PT 2 GOLAIESTI | 1702234122645803 | Hexing
1978 | IAȘI | IS20 | IASI EXTERIOR | TUTORA | GOLA03 | PT 3 GOLAIESTI(SOL) | 1702434125895701 | Hexing
1979 | IAȘI | IS20 | IASI EXTERIOR | TUTORA | GOLA05 | PT 5 GOLAIESTI | 1702234122645802 | Hexing
1980 | IAȘI | IS20 | IASI EXTERIOR | TUTORA | POJI01 | PT PODU JIJIA | 1702334125532594 | Hexing
1981 | IAȘI | IS20 | IASI EXTERIOR | TUTORA | TOME41 | PT 1 POMPE COMTON TOMESTI | 1702434126423128 | Hexing
1982 | IAȘI | IS20 | IASI EXTERIOR | TUTORA | TUTO01 | PT 1 TUTORA | 1702434126423157 | Hexing
1983 | IAȘI | IS20 | IASI EXTERIOR | TUTORA | TUTO02 | PT 2 TUTORA | 1702434126588460 | Hexing
1984 | IAȘI | IS20 | IASI EXTERIOR | TUTORA | TUTO03 | PT 3 TUTORA | 1702434126588464 | Hexing
1985 | IAȘI | IS20 | IASI EXTERIOR | TUTORA | TUTO09 | PT 9 TUTORA | 1702434126423154 | Hexing
1986 | IAȘI | IS20 | IASI EXTERIOR | TUTORA | UNGN01 | PT 1 UNGHENI(CASA DE COPII) | 1702434126423158 | Hexing
1987 | IAȘI | IS20 | IASI EXTERIOR | TUTORA | UNGN02 | PT 2 UNGHENI(GARA) | 1702434126423159 | Hexing
1988 | IAȘI | IS20 | IASI EXTERIOR | VLADENI | MHKT01 | PTM KOGALNICEANU | 1702434125895686 | Hexing
1989 | IAȘI | IS20 | IASI EXTERIOR | VLADENI | MHKT02 | PT 2 MIHAIL KOGALNICEANU | 1702434126588477 | Hexing
1990 | IAȘI | IS20 | IASI EXTERIOR | VLADENI | VLAD03 | PTA 3 VLADENI | 1702434125895684 | Hexing
1991 | IAȘI | IS20 | IASI EXTERIOR | VLADENI | VLAD05 | PT 5 CRR VLADENI | 1702434126588472 | Hexing
1992 | IAȘI | IS20 | IASI EXTERIOR | VLADENI | VLAD06 | PT 6 VLADENI | 1702434125895713 | Hexing
1993 | IAȘI | IS20 | IASI EXTERIOR | VLADENI | VLAD08 | PT 8 BLOCURI VLADENI | 1702434125895710 | Hexing
1994 | IAȘI | IS20 | IASI EXTERIOR | VLADENI | VLAD12 | PT 12 BARAJ VLADENI | 1702434126588473 | Hexing
1995 | IAȘI | IS20 | IASI EXTERIOR | VLADENI | VLAD19 | PT 19 PISCICOLA VLADENI | 1702434126588475 | Hexing
1996 | IAȘI | IS20 | IASI EXTERIOR | VLADENI | VLAD20 | LES PT 20 BLOCURI VLADENI | 1702434125895722 | Hexing
1997 | IAȘI | IS20 | IASI EXTERIOR | VLADENI | VLAD23 | LES PT 23 BLOCURI VLADENI | 1702434125895723 | Hexing
1998 | IAȘI | IS30 | TG FRUMOS | BELCESTI | BELC01 | PTCZ 1 BELCESTI | 1702434126423137 | Hexing
1999 | IAȘI | IS30 | TG FRUMOS | BELCESTI | BELC02 | PTCZ 2 CRR BELCESTI | 1702334125532588 | Hexing
2000 | IAȘI | IS30 | TG FRUMOS | BELCESTI | BELC03 | PTA 3 BELCESTI | 1702334125532591 | Hexing
2001 | IAȘI | IS30 | TG FRUMOS | BELCESTI | BELC06 | PTA 6 BELCESTI | 1702334124027447 | Hexing
2002 | IAȘI | IS30 | TG FRUMOS | BELCESTI | BELC07 | PTCZ 7 BLOCURI BELCESTI | 1702334124027446 | Hexing
2003 | IAȘI | IS30 | TG FRUMOS | BELCESTI | BELC09 | PT 1 VALENI | 1702334124027443 | Hexing
2004 | IAȘI | IS30 | TG FRUMOS | BELCESTI | CION01 | PTA 1 CIORANI | 1702334125532590 | Hexing
2005 | IAȘI | IS30 | TG FRUMOS | BELCESTI | RUBE01 | PT 1 RUSI | 1702334124027445 | Hexing
2006 | IAȘI | IS30 | TG FRUMOS | BELCESTI | SATB01 | PTA 1 SATU NOU BELCESTI | 1702334125532592 | Hexing
2007 | IAȘI | IS30 | TG FRUMOS | BELCESTI | SATB02 | PTA 2 SATU NOU BELCESTI | 1702334125532537 | Hexing
2008 | IAȘI | IS30 | TG FRUMOS | BELCESTI | SATB03 | PTA 3 SATU NOU BELCESTI | 1702334125532589 | Hexing
2009 | IAȘI | IS30 | TG FRUMOS | BELCESTI | SATB05 | PTA 5 SATU NOU BELCESTI | 1702334124027444 | Hexing
2010 | IAȘI | IS30 | TG FRUMOS | BELCESTI | SATB07 | PTA 7 SATU NOU BELCESTI | 1702334125532538 | Hexing
2011 | IAȘI | IS30 | TG FRUMOS | BELCESTI | SATB09 | PTAV 9 SATU NOU | 1702334125532534 | Hexing
2012 | IAȘI | IS30 | TG FRUMOS | BELCESTI | SATB10 | PTAV 10 SATU NOU | 1702334125532536 | Hexing
2013 | IAȘI | IS30 | TG FRUMOS | HIRLAU | HIRO01 | PTAB 1 HIRLAU | 1702234122645712 | Hexing
2014 | IAȘI | IS30 | TG FRUMOS | HIRLAU | HIRO02 | PT 2 HIRLAU | 1702434125831819 | Hexing
2015 | IAȘI | IS30 | TG FRUMOS | HIRLAU | HIRO03 | PT 3 HIRLAU | 1702434125831824 | Hexing
2016 | IAȘI | IS30 | TG FRUMOS | HIRLAU | HIRO06 | PT 6 HIRLAU | 1702334123978852 | Hexing
2017 | IAȘI | IS30 | TG FRUMOS | HIRLAU | HIRO12 | PT 12 HIRLAU | 1702234122645716 | Hexing
2018 | IAȘI | IS30 | TG FRUMOS | HIRLAU | HIRO14 | PT 14 HIRLAU | 1702434125831823 | Hexing
2019 | IAȘI | IS30 | TG FRUMOS | HIRLAU | HIRO16 | PT 16 HIRLAU | 1702334123978851 | Hexing
2020 | IAȘI | IS30 | TG FRUMOS | HIRLAU | HIRO22 | PT 22 HIRLAU | 1702334123978849 | Hexing
2021 | IAȘI | IS30 | TG FRUMOS | HIRLAU | HIRO23 | PT 23 HIRLAU | 1702334123978850 | Hexing
2022 | IAȘI | IS30 | TG FRUMOS | PODU ILOAIE | BDAI01 | PT 1 BUDAI | 1702334125532582 | Hexing
2023 | IAȘI | IS30 | TG FRUMOS | PODU ILOAIE | BDAI03 | PT 3 BUDAI | 1702434126588485 | Hexing
2024 | IAȘI | IS30 | TG FRUMOS | PODU ILOAIE | BDAI04 | PT 4 BUDAI(CENTRUL PERSOANE CU DIZABILITATI) | 1702334123717741 | Hexing
2025 | IAȘI | IS30 | TG FRUMOS | PODU ILOAIE | CHLS01 | PTA CHILISOANA | 1702334125532584 | Hexing
2026 | IAȘI | IS30 | TG FRUMOS | PODU ILOAIE | COSI01 | PT COSITENI | 1702334125532585 | Hexing
2027 | IAȘI | IS30 | TG FRUMOS | PODU ILOAIE | HARP01 | PT 1 HARPASESTI | 1009141000000642 | Enel
2028 | IAȘI | IS30 | TG FRUMOS | PODU ILOAIE | HLMP01 | PT HOLM | 1702434126423138 | Hexing
2029 | IAȘI | IS30 | TG FRUMOS | PODU ILOAIE | PODI02 | PTZ 2 PODU ILOAIEI | 1702334125532550 | Hexing
2030 | IAȘI | IS30 | TG FRUMOS | PODU ILOAIE | PODI04 | PT 4 PODU ILOAIEI | 1702434126588487 | Hexing
2031 | IAȘI | IS30 | TG FRUMOS | PODU ILOAIE | PODI05 | PT 5 PODU ILOAIEI | 1702434126588484 | Hexing
2032 | IAȘI | IS30 | TG FRUMOS | PODU ILOAIE | PODI10 | PTZ 10 PODU ILOAIEI | 1702434126588488 | Hexing
2033 | IAȘI | IS30 | TG FRUMOS | PODU ILOAIE | PODI13 | PT 13 PODU ILOAIEI | 1702334125532549 | Hexing
2034 | IAȘI | IS30 | TG FRUMOS | PODU ILOAIE | PODI22 | PTZ 22 PODU ILOAIEI | 1702334125532551 | Hexing
2035 | IAȘI | IS30 | TG FRUMOS | PODU ILOAIE | PODI28 | PTZ 28 PODU ILOAIEI | 1702334125532587 | Hexing
2036 | IAȘI | IS30 | TG FRUMOS | PODU ILOAIE | PODI29 | PT 29 PODU ILOAIEI | 1702434126423136 | Hexing
2037 | IAȘI | IS30 | TG FRUMOS | PODU ILOAIE | PODI30 | PT 30 PODU ILOAIEI | 1702434126423140 | Hexing
2038 | IAȘI | IS30 | TG FRUMOS | PODU ILOAIE | PODI35 | PTA 35 PODU ILOAIEI | 1702334123978827 | Hexing
2039 | IAȘI | IS30 | TG FRUMOS | PODU ILOAIE | SARC05 | PT 5 SIRCA | 1702334124027426 | Hexing
2040 | IAȘI | IS30 | TG FRUMOS | PODU ILOAIE | SCBL01 | PT 1 SCOBILTENI | 1702334123978858 | Hexing
2041 | IAȘI | IS30 | TG FRUMOS | PODU ILOAIE | SCBL02 | PT 2 SCOBILTENI | 1702334123717738 | Hexing
2042 | IAȘI | IS30 | TG FRUMOS | PODU ILOAIE | SCBL03 | PT 3 SCOBILTENI | 1702334123978855 | Hexing
2043 | IAȘI | IS30 | TG FRUMOS | PODU ILOAIE | ZMEU01 | PT 1 ZMEU | 1702434125831822 | Hexing
2044 | IAȘI | IS30 | TG FRUMOS | TG.FRUMOS | RZBN01 | PT 1 RAZBOIENI | 1702434126423139 | Hexing
2045 | IAȘI | IS30 | TG FRUMOS | TG.FRUMOS | RZBN02 | PTS 2 RAZBOIENI | 1702334124027442 | Hexing
2046 | IAȘI | IS30 | TG FRUMOS | TG.FRUMOS | RZBN06 | PT 6 RAZBOIENI | 1702334125532539 | Hexing
2047 | IAȘI | IS30 | TG FRUMOS | TG.FRUMOS | STRU01 | PT 1 STRUNGA | 1702334123978857 | Hexing
2048 | IAȘI | IS30 | TG FRUMOS | TG.FRUMOS | STRU04 | PT 4 STRUNGA | 1702334123978859 | Hexing
2049 | IAȘI | IS30 | TG FRUMOS | TG.FRUMOS | STRU06 | PT 6 STRUNGA | 1702334123978860 | Hexing
2050 | IAȘI | IS30 | TG FRUMOS | TG.FRUMOS | STRU07 | PT 7 STRUNGA | 1702334123978830 | Hexing
2051 | IAȘI | IS30 | TG FRUMOS | TG.FRUMOS | STRU08 | PT 8 STRUNGA | 1702334123978856 | Hexing
2052 | IAȘI | IS30 | TG FRUMOS | TG.FRUMOS | TRGO01 | PTAB 1 TG.FRUMOS | 1702434126588492 | Hexing
2053 | IAȘI | IS30 | TG FRUMOS | TG.FRUMOS | TRGO13 | PT 13 TG.FRUMOS | 1702434126423141 | Hexing
2054 | IAȘI | IS30 | TG FRUMOS | TG.FRUMOS | TRGO14 | PT 14 TG.FRUMOS | 1702234122645709 | Hexing
2055 | IAȘI | IS30 | TG FRUMOS | TG.FRUMOS | TRGO15 | PT 15 TG.FRUMOS | 1702234122645711 | Hexing
2056 | IAȘI | IS30 | TG FRUMOS | TG.FRUMOS | TRGO18 | PTZ 18 TG.FRUMOS | 1702234122645713 | Hexing
2057 | IAȘI | IS30 | TG FRUMOS | TG.FRUMOS | TRGO23 | PTA 23 TG.FRUMOS | 1702234122645710 | Hexing
2058 | IAȘI | IS30 | TG FRUMOS | TG.FRUMOS | TRGO28 | PTZ 28 TG.FRUMOS | 1702234122645708 | Hexing
2059 | IAȘI | IS30 | TG FRUMOS | TG.FRUMOS | TRGO31 | PTZ 31 TG.FRUMOS | 1702434126588486 | Hexing
2060 | IAȘI | IS30 | TG FRUMOS | TG.FRUMOS | TRGO33 | PTM 33 TG.FRUMOS | 1702234122645706 | Hexing
2061 | IAȘI | IS30 | TG FRUMOS | TG.FRUMOS | TRGO34 | PTA 34 TG.FRUMOS | 1702334123978853 | Hexing
2062 | IAȘI | IS30 | TG FRUMOS | TG.FRUMOS | TRGO36 | PTZ 36 TG.FRUMOS | 1702334125532548 | Hexing
2063 | IAȘI | IS30 | TG FRUMOS | TG.FRUMOS | TRGO43 | PTZ 43 TG.FRUMOS | 1702234122645714 | Hexing
2064 | IAȘI | IS30 | TG FRUMOS | TG.FRUMOS | TRGO44 | PTZ 44 TG.FRUMOS | 1702434126423142 | Hexing
2065 | IAȘI | IS30 | TG FRUMOS | TG.FRUMOS | TRGO45 | PTA 45 TG.FRUMOS | 1702334123978854 | Hexing
2066 | IAȘI | IS30 | TG FRUMOS | TG.FRUMOS | TRGO49 | PTA 49 TG.FRUMOS | 1702234122645715 | Hexing
2067 | IAȘI | IS30 | TG FRUMOS | TG.FRUMOS | TRGO50 | PTAB 50 TG.FRUMOS | 1702234122645707 | Hexing
2068 | IAȘI | IS40 | PASCANI | PASCANI | HUMS01 | PT 1 HUMOSU | 1009141000000579 | Enel
2069 | IAȘI | IS40 | PASCANI | PASCANI | LESP01 | PT 1 LESPEZI | 1702334125532593 | Hexing
2070 | IAȘI | IS40 | PASCANI | PASCANI | LESP02 | PT 2 LESPEZI | 1702334123717757 | Hexing
2071 | IAȘI | IS40 | PASCANI | PASCANI | LESP05 | PT 5 LESPEZI | 1702334123717755 | Hexing
2072 | IAȘI | IS40 | PASCANI | PASCANI | PAS001 | PT 1 PASCANI | 1702334123717782 | Hexing
2073 | IAȘI | IS40 | PASCANI | PASCANI | PAS002 | PT 2 PASCANI | 1702234122645863 | Hexing
2074 | IAȘI | IS40 | PASCANI | PASCANI | PAS007 | PT 7 PASCANI | 1702234122645865 | Hexing
2075 | IAȘI | IS40 | PASCANI | PASCANI | PAS009 | PT 9 PASCANI | 1702334123717781 | Hexing
2076 | IAȘI | IS40 | PASCANI | PASCANI | PAS027 | PT 27 PASCANI | 1702234122645862 | Hexing
2077 | IAȘI | IS40 | PASCANI | PASCANI | PAS056 | PT 56 PASCANI | 1702234122645717 | Hexing
2078 | IAȘI | IS40 | PASCANI | PASCANI | PAS064 | PT 64 PASCANI | 1702334123717780 | Hexing
2079 | IAȘI | IS40 | PASCANI | PASCANI | PAS065 | PTA 65 PASCANI | 1702334123978828 | Hexing
2080 | IAȘI | IS40 | PASCANI | PASCANI | PAS103 | PTM 103 PASCANI | 1702434125831820 | Hexing
2081 | IAȘI | IS40 | PASCANI | PASCANI | PAS104 | PTAB 104 PASCANI | 1702334123978825 | Hexing
2082 | IAȘI | IS40 | PASCANI | PASCANI | PAS108 | PT 108 PASCANI | 1702334123978826 | Hexing
2083 | IAȘI | IS40 | PASCANI | PASCANI | PAS110 | PTAB 110 PASCANI | 1702334123978829 | Hexing
2084 | IAȘI | IS40 | PASCANI | PASCANI | PAS111 | PTA 111 PASCANI | 1702334123717779 | Hexing
2085 | IAȘI | IS40 | PASCANI | PASCANI | PAS118 | PT 118 PASCANI | 1702334123717783 | Hexing
2086 | IAȘI | IS40 | PASCANI | VATRA | PAS016 | PT 16 PASCANI IVV | 1702334123717778 | Hexing
2087 | IAȘI | IS40 | PASCANI | VATRA | PAS037 | PT 37 PASCANI | 1702234122645867 | Hexing
2088 | IAȘI | IS40 | PASCANI | VATRA | PAS069 | PT 69 PASCANI | 1702234122645864 | Hexing
2089 | IAȘI | IS40 | PASCANI | VATRA | RUGI01 | PTA 1 RUGINOASA | 1702234122645788 | Hexing
2090 | IAȘI | IS40 | PASCANI | VATRA | RUGI02 | PTA 2 RUGINOASA (CFR) | 1702334125532567 | Hexing
2091 | IAȘI | IS40 | PASCANI | VATRA | RUGI03 | PTA 3 RUGINOASA | 1702334125532547 | Hexing
2092 | NEAMȚ | NT10 | PIATRA NEAMT | BUHUSI | BARC01 | PT 1 BARCANESTI | 1009141000000310 | Enel
2093 | NEAMȚ | NT10 | PIATRA NEAMT | BUHUSI | BARC03 | PT 3 BARCANESTI | 1009151000002642 | Enel
2094 | NEAMȚ | NT10 | PIATRA NEAMT | BUHUSI | CIND01 | PT 1 CINDESTI | 1009141000001071 | Enel
2095 | NEAMȚ | NT10 | PIATRA NEAMT | BUHUSI | COST01 | PT 1 COSTISA | 1009141000000016 | Enel
2096 | NEAMȚ | NT10 | PIATRA NEAMT | BUHUSI | COST02 | PT 2 COSTISA | 1009151000001529 | Enel
2097 | NEAMȚ | NT10 | PIATRA NEAMT | BUHUSI | COST03 | PT 3 COSTISA | 1009151000001547 | Enel
2098 | NEAMȚ | NT10 | PIATRA NEAMT | BUHUSI | COST05 | PT 5 COSTISA | 1009151000002630 | Enel
2099 | NEAMȚ | NT10 | PIATRA NEAMT | BUHUSI | COST06 | PT 6 COSTISA | 1009151000001544 | Enel
2100 | NEAMȚ | NT10 | PIATRA NEAMT | BUHUSI | MNOA01 | PT 1 MANOAIA | 1009141000000203 | Enel
2101 | NEAMȚ | NT10 | PIATRA NEAMT | BUHUSI | MNOA02 | PT 2 MANOAIA | 1009141000000327 | Enel
2102 | NEAMȚ | NT10 | PIATRA NEAMT | BUHUSI | MNOA03 | PT 3 MANOAIA | 1009141000000322 | Enel
2103 | NEAMȚ | NT10 | PIATRA NEAMT | BUHUSI | MNOA04 | PT 4 MANOAIA | 1009151000002193 | Enel
2104 | NEAMȚ | NT10 | PIATRA NEAMT | BUHUSI | VDRL01 | PT 1 VADURELE COSTISA | 1009141000001062 | Enel
2105 | NEAMȚ | NT10 | PIATRA NEAMT | BUHUSI | VDRL02 | PT 2 VADURELE COSTISA | 1009151000002493 | Enel
2106 | NEAMȚ | NT10 | PIATRA NEAMT | CIRITEI | PN0018 | PT 18 PIATRA NEAMT | 1702234122646039 | Hexing
2107 | NEAMȚ | NT10 | PIATRA NEAMT | CIRITEI | PN0053 | PT 53 PIATRA NEAMT | 1702434126595869 | Hexing
2108 | NEAMȚ | NT10 | PIATRA NEAMT | CIRITEI | PN0060 | PT 60 PIATRA NEAMT | 1009151000001486 | Enel
2109 | NEAMȚ | NT10 | PIATRA NEAMT | CIRITEI | PN0060 | PT 60 PIATRA NEAMT | 1009151000002701 | Enel
2110 | NEAMȚ | NT10 | PIATRA NEAMT | CIRITEI | PN0061 | PT 61 PIATRA NEAMT | 1009151000001373 | Enel
2111 | NEAMȚ | NT10 | PIATRA NEAMT | CIRITEI | PN0062 | PT 62 PIATRA NEAMT | 1009151000001447 | Enel
2112 | NEAMȚ | NT10 | PIATRA NEAMT | CIRITEI | PN0063 | PT 63 PIATRA NEAMT | 1702334123978819 | Hexing
2113 | NEAMȚ | NT10 | PIATRA NEAMT | CIRITEI | PN0064 | PT 64 PIATRA NEAMT | 1009151000001375 | Enel
2114 | NEAMȚ | NT10 | PIATRA NEAMT | CIRITEI | PN0077 | PT 77 PIATRA NEAMT | 1702234122711222 | Hexing
2115 | NEAMȚ | NT10 | PIATRA NEAMT | CIRITEI | PN0085 | PT 85 PIATRA NEAMT | 1702234122711209 | Hexing
2116 | NEAMȚ | NT10 | PIATRA NEAMT | CIRITEI | PN0117 | PT 117 PIATRA NEAMT | 1702234123505946 | Hexing
2117 | NEAMȚ | NT10 | PIATRA NEAMT | CIRITEI | PN0118 | PT 118 PIATRA NEAMT | 1702234123505950 | Hexing
2118 | NEAMȚ | NT10 | PIATRA NEAMT | CIRITEI | PN0149 | PT 149 PIATRA NEAMT | 1702434126595914 | Hexing
2119 | NEAMȚ | NT10 | PIATRA NEAMT | CIRITEI | PN0157 | PT 157 PIATRA NEAMT | 1702234122711208 | Hexing
2120 | NEAMȚ | NT10 | PIATRA NEAMT | CIRITEI | PN0182 | PT 182 PIATRA NEAMT | 1702434126595867 | Hexing
2121 | NEAMȚ | NT10 | PIATRA NEAMT | CIRITEI | PN0244 | PT 244 PIATRA NEAMT | 1702234122711205 | Hexing
2122 | NEAMȚ | NT10 | PIATRA NEAMT | CIRITEI | PN0286 | PT 286 PIATRA NEAMT | 1702234122711213 | Hexing
2123 | NEAMȚ | NT10 | PIATRA NEAMT | CIRITEI | PN0334 | PT 334 PIATRA NEAMT | 1702234122711211 | Hexing
2124 | NEAMȚ | NT10 | PIATRA NEAMT | IZVOARE | BODE01 | PT 1 BODESTI | 1009151000001465 | Enel
2125 | NEAMȚ | NT10 | PIATRA NEAMT | IZVOARE | BODE02 | PT 2 BODESTI | 1009151000001376 | Enel
2126 | NEAMȚ | NT10 | PIATRA NEAMT | IZVOARE | BODE03 | PT 3 BODESTI | 1009151000001440 | Enel
2127 | NEAMȚ | NT10 | PIATRA NEAMT | IZVOARE | BODE04 | PT 4 BODESTI | 1009151000001565 | Enel
2128 | NEAMȚ | NT10 | PIATRA NEAMT | IZVOARE | BODE05 | PT 5 BODESTI | 1009151000001518 | Enel
2129 | NEAMȚ | NT10 | PIATRA NEAMT | IZVOARE | BODJ01 | PT 1 BODESTI DE JOS | 1009151000001530 | Enel
2130 | NEAMȚ | NT10 | PIATRA NEAMT | IZVOARE | BODJ02 | PT 2 BODESTI DE JOS | 1009151000001466 | Enel
2131 | NEAMȚ | NT10 | PIATRA NEAMT | IZVOARE | BODJ04 | PT 4 BODESTI DE JOS | 1009151000001457 | Enel
2132 | NEAMȚ | NT10 | PIATRA NEAMT | IZVOARE | BODJ05 | PT 5 BODESTI DE JOS | 1009151000001460 | Enel
2133 | NEAMȚ | NT10 | PIATRA NEAMT | IZVOARE | BODJ06 | PT 6 BODESTI DE JOS | 1009151000001532 | Enel
2134 | NEAMȚ | NT10 | PIATRA NEAMT | IZVOARE | BRDA01 | PT 1 BORDEA | 1009141000000307 | Enel
2135 | NEAMȚ | NT10 | PIATRA NEAMT | IZVOARE | BRTC01 | PT 1 BARATCA | 1702234122711206 | Hexing
2136 | NEAMȚ | NT10 | PIATRA NEAMT | IZVOARE | CACI01 | PT 1 CACIULESTI | 1702334123978891 | Hexing
2137 | NEAMȚ | NT10 | PIATRA NEAMT | IZVOARE | CACI02 | PT 2 CACIULESTI | 1702334123978817 | Hexing
2138 | NEAMȚ | NT10 | PIATRA NEAMT | IZVOARE | CACI10 | PT 10 CACIULESTI | 1702334123978892 | Hexing
2139 | NEAMȚ | NT10 | PIATRA NEAMT | IZVOARE | CACI12 | PT 12 CACIULESTI | 1702234122711190 | Hexing
2140 | NEAMȚ | NT10 | PIATRA NEAMT | IZVOARE | DOBR01 | PT 1 DOBRENI | 1009141000001095 | Enel
2141 | NEAMȚ | NT10 | PIATRA NEAMT | IZVOARE | DOBR03 | PT 3 DOBRENI | 1009151000001494 | Enel
2142 | NEAMȚ | NT10 | PIATRA NEAMT | IZVOARE | IZVD01 | PT 1 IZVOARE | 1702234122711185 | Hexing
2143 | NEAMȚ | NT10 | PIATRA NEAMT | IZVOARE | IZVD02 | PT 2 IZVOARE | 1702234122711187 | Hexing
2144 | NEAMȚ | NT10 | PIATRA NEAMT | IZVOARE | IZVD03 | PT 3 IZVOARE | 1702234122711221 | Hexing
2145 | NEAMȚ | NT10 | PIATRA NEAMT | IZVOARE | IZVD04 | PT 4 IZVOARE | 1702234122711196 | Hexing
2146 | NEAMȚ | NT10 | PIATRA NEAMT | IZVOARE | IZVD05 | PT 5 IZVOARE | 1702234122711186 | Hexing
2147 | NEAMȚ | NT10 | PIATRA NEAMT | IZVOARE | IZVD13 | PT 13 IZVOARE | 1702334123978816 | Hexing
2148 | NEAMȚ | NT10 | PIATRA NEAMT | IZVOARE | IZVD14 | PT 14 IZVOARE | 1702334123717688 | Hexing
2149 | NEAMȚ | NT10 | PIATRA NEAMT | IZVOARE | IZVD29 | PT 29 IZVOARE | 1702234122711217 | Hexing
2150 | NEAMȚ | NT10 | PIATRA NEAMT | IZVOARE | IZVD32 | PT 32 IZVOARE | 1702234122711197 | Hexing
2151 | NEAMȚ | NT10 | PIATRA NEAMT | IZVOARE | PN0200 | PT 200 PIATRA NEAMT | 1009151000001443 | Enel
2152 | NEAMȚ | NT10 | PIATRA NEAMT | IZVOARE | PN0202 | PT 202 PIATRA NEAMT | 1009151000001425 | Enel
2153 | NEAMȚ | NT10 | PIATRA NEAMT | IZVOARE | PN0203 | PT 203 PIATRA NEAMT | 1009151000001533 | Enel
2154 | NEAMȚ | NT10 | PIATRA NEAMT | IZVOARE | PN0234 | PT 234 PIATRA NEAMT | 1702234122711201 | Hexing
2155 | NEAMȚ | NT10 | PIATRA NEAMT | IZVOARE | PN0339 | PT 339 PIATRA NEAMT | 1009151000002643 | Enel
2156 | NEAMȚ | NT10 | PIATRA NEAMT | IZVOARE | POPG01 | PT 1 POPESTI | 1009141000000326 | Enel
2157 | NEAMȚ | NT10 | PIATRA NEAMT | IZVOARE | SLOR04 | PT 4 SLOBOZIA | 1009141000000585 | Enel
2158 | NEAMȚ | NT10 | PIATRA NEAMT | IZVOARE | TURT01 | PT 1 TURTURESTI | 1702434125895608 | Hexing
2159 | NEAMȚ | NT10 | PIATRA NEAMT | IZVOARE | TURT03 | PT 3 TURTURESTI | 1702334123717684 | Hexing
2160 | NEAMȚ | NT10 | PIATRA NEAMT | IZVOARE | TURT09 | PT 9 TURTURESTI | 1702434125895606 | Hexing
2161 | NEAMȚ | NT10 | PIATRA NEAMT | PA 1 PIATRA NEAMT | PN0014 | PT 14 PIATRA NEAMT | 1702234122646014 | Hexing
2162 | NEAMȚ | NT10 | PIATRA NEAMT | PA 1 PIATRA NEAMT | PN0112 | PT 112 PIATRA NEAMT | 1702234122646038 | Hexing
2163 | NEAMȚ | NT10 | PIATRA NEAMT | PA 1 PIATRA NEAMT | PN0113 | PT 113 PIATRA NEAMT | 1702234122711194 | Hexing
2164 | NEAMȚ | NT10 | PIATRA NEAMT | PA 2 PIATRA NEAMT | PN0047 | PT 47 PIATRA NEAMT | 1702234122646029 | Hexing
2165 | NEAMȚ | NT10 | PIATRA NEAMT | PA 2 PIATRA NEAMT | PN0048 | PT 48 PIATRA NEAMT | 1702234122711204 | Hexing
2166 | NEAMȚ | NT10 | PIATRA NEAMT | PA 2 PIATRA NEAMT | PN0050 | PT 50 PIATRA NEAMT | 1702234122646033 | Hexing
2167 | NEAMȚ | NT10 | PIATRA NEAMT | PA 2 PIATRA NEAMT | PN0069 | PT 69 PIATRA NEAMT | 1702234122646018 | Hexing
2168 | NEAMȚ | NT10 | PIATRA NEAMT | PA 4 PIATRA NEAMT | PN0022 | PT 22 PIATRA NEAMT | 1702334123717679 | Hexing
2169 | NEAMȚ | NT10 | PIATRA NEAMT | PA 5 PIATRA NEAMT | PN0020 | PT 20 PIATRA NEAMT | 1702234122646019 | Hexing
2170 | NEAMȚ | NT10 | PIATRA NEAMT | PA 5 PIATRA NEAMT | PN0021 | PT 21 PIATRA NEAMT | 1702234123505947 | Hexing
2171 | NEAMȚ | NT10 | PIATRA NEAMT | PA 5 PIATRA NEAMT | PN0025 | PT 25 PIATRA NEAMT | 1702234123505949 | Hexing
2172 | NEAMȚ | NT10 | PIATRA NEAMT | PAL | DUMB08 | PT 8 DUMBRAVA ROSIE | 1702334125532451 | Hexing
2173 | NEAMȚ | NT10 | PIATRA NEAMT | PAL | DUMB11 | PT 11 DUMBRAVA ROSIE | 1702434126423105 | Hexing
2174 | NEAMȚ | NT10 | PIATRA NEAMT | PAL | DUMB12 | PT 12 DUMBRAVA ROSIE | 1702434126423103 | Hexing
2175 | NEAMȚ | NT10 | PIATRA NEAMT | PAL | DUMB13 | PT 13 DUMBRAVA ROSIE | 1702234122711199 | Hexing
2176 | NEAMȚ | NT10 | PIATRA NEAMT | PAL | DUMB14 | PT 14 DUMBRAVA ROSIE | 1702234122711198 | Hexing
2177 | NEAMȚ | NT10 | PIATRA NEAMT | PAL | DUMB22 | PT 22 DUMBRAVA ROSIE | 1702234122711195 | Hexing
2178 | NEAMȚ | NT10 | PIATRA NEAMT | PAL | PN0054 | PT 54 PIATRA NEAMT | 1702234122711193 | Hexing
2179 | NEAMȚ | NT10 | PIATRA NEAMT | PAL | PN0086 | PT 86 PIATRA NEAMT | 1702234122711202 | Hexing
2180 | NEAMȚ | NT10 | PIATRA NEAMT | PAL | PN0316 | PT 316 PIATRE NEAMT | 1009141000001045 | Enel
2181 | NEAMȚ | NT10 | PIATRA NEAMT | PIATRA NEAMT CENTRU | PN0034 | PT 34 PIATRA NEAMT | 1702234122711603 | Hexing
2182 | NEAMȚ | NT10 | PIATRA NEAMT | PIATRA NEAMT CENTRU | PN0037 | PT 37 PIATRA NEAMT | 1009141000000419 | Enel
2183 | NEAMȚ | NT10 | PIATRA NEAMT | PIATRA NEAMT CENTRU | PN0037 | PT 37 PIATRA NEAMT | 1009141000000615 | Enel
2184 | NEAMȚ | NT10 | PIATRA NEAMT | PIATRA NEAMT CENTRU | PN0039 | PT 39 PIATRA NEAMT | 1702434126595915 | Hexing
2185 | NEAMȚ | NT10 | PIATRA NEAMT | PIATRA NEAMT CENTRU | PN0041 | PT 41 PIATRA NEAMT | 1009151000001446 | Enel
2186 | NEAMȚ | NT10 | PIATRA NEAMT | PIATRA NEAMT CENTRU | PN0056 | PT 56 PIATRA NEAMT | 1702234122646040 | Hexing
2187 | NEAMȚ | NT10 | PIATRA NEAMT | PIATRA NEAMT CENTRU | PN0105 | PT 105 PIATRA NEAMT | 1702234122711191 | Hexing
2188 | NEAMȚ | NT10 | PIATRA NEAMT | PIATRA NEAMT CENTRU | PN0293 | PT 293 PIATRA NEAMT | 1702234122646041 | Hexing
2189 | NEAMȚ | NT10 | PIATRA NEAMT | PIATRA NEAMT CENTRU | PN0905 | PA 5 PIATRA NEAMT | 1702234122711216 | Hexing
2190 | NEAMȚ | NT10 | PIATRA NEAMT | PIATRA NEAMT GARA | PN0178 | PT 178 PIATRA NEAMT | 1702234123505945 | Hexing
2191 | NEAMȚ | NT10 | PIATRA NEAMT | PIATRA NEAMT GARA | PN0220 | PT 220 PIATRA NEAMT | 1702234122646036 | Hexing
2192 | NEAMȚ | NT10 | PIATRA NEAMT | PIATRA NEAMT GARA | PN0239 | PT 239 PIATRA NEAMT | 1702234123505948 | Hexing
2193 | NEAMȚ | NT10 | PIATRA NEAMT | ROZNOV | NECH01 | PT 1 NECHIT | 1702334123717687 | Hexing
2194 | NEAMȚ | NT10 | PIATRA NEAMT | ROZNOV | REDN02 | PT 2 REDIU | 1009151000001448 | Enel
2195 | NEAMȚ | NT10 | PIATRA NEAMT | ROZNOV | REDN03 | PT 3 REDIU | 1009151000001545 | Enel
2196 | NEAMȚ | NT10 | PIATRA NEAMT | ROZNOV | REDN04 | PT 4 REDIU | 1009151000001426 | Enel
2197 | NEAMȚ | NT10 | PIATRA NEAMT | ROZNOV | ROZN01 | PT 1 ROZNOV | 1009151000002497 | Enel
2198 | NEAMȚ | NT10 | PIATRA NEAMT | ROZNOV | ROZN02 | PT 2 ROZNOV | 1009141000001123 | Enel
2199 | NEAMȚ | NT10 | PIATRA NEAMT | ROZNOV | ROZN06 | PT 6 ROZNOV | 1009151000002793 | Enel
2200 | NEAMȚ | NT10 | PIATRA NEAMT | ROZNOV | ROZN07 | PT 7 ROZNOV | 1009151000002209 | Enel
2201 | NEAMȚ | NT10 | PIATRA NEAMT | ROZNOV | ROZN08 | PT 8 ROZNOV | 1009151000002824 | Enel
2202 | NEAMȚ | NT10 | PIATRA NEAMT | ROZNOV | ROZN09 | PT 9 ROZNOV | 1009151000002412 | Enel
2203 | NEAMȚ | NT10 | PIATRA NEAMT | ROZNOV | ROZN10 | PT 10 ROZNOV | 1009151000002194 | Enel
2204 | NEAMȚ | NT10 | PIATRA NEAMT | ROZNOV | ROZN11 | PT 11 ROZNOV | 1009151000002426 | Enel
2205 | NEAMȚ | NT10 | PIATRA NEAMT | ROZNOV | ROZN14 | PT 14 ROZNOV | 1009151000002436 | Enel
2206 | NEAMȚ | NT10 | PIATRA NEAMT | ROZNOV | ROZN15 | PT 15 ROZNOV | 1009151000002494 | Enel
2207 | NEAMȚ | NT10 | PIATRA NEAMT | ROZNOV | SLOR01 | PT 1 SLOBOZIA | 1009141000001055 | Enel
2208 | NEAMȚ | NT10 | PIATRA NEAMT | ROZNOV | SLOR03 | PT 3 SLOBOZIA | 1009141000000881 | Enel
2209 | NEAMȚ | NT10 | PIATRA NEAMT | ROZNOV | SLOR05 | PT 5 SLOBOZIA | 1009141000000685 | Enel
2210 | NEAMȚ | NT10 | PIATRA NEAMT | ROZNOV | SLOR06 | PT 6 SLOBOZIA | 1009141000000803 | Enel
2211 | NEAMȚ | NT10 | PIATRA NEAMT | SARATA | AGAR01 | PT 1 AGARCIA | 1702234122646032 | Hexing
2212 | NEAMȚ | NT10 | PIATRA NEAMT | SARATA | AGAR02 | PT 2 AGARCIA | 1702234122646035 | Hexing
2213 | NEAMȚ | NT10 | PIATRA NEAMT | SARATA | BSTR01 | PT 1 BISTRITA | 1702234122646026 | Hexing
2214 | NEAMȚ | NT10 | PIATRA NEAMT | SARATA | BSTR02 | PT 2 BISTRITA | 1702334123717689 | Hexing
2215 | NEAMȚ | NT10 | PIATRA NEAMT | SARATA | BSTR14 | PT 14 BISTRITA | 1702234122646028 | Hexing
2216 | NEAMȚ | NT10 | PIATRA NEAMT | SARATA | BSTR17 | PT 17 BISTRITA | 1702234122646030 | Hexing
2217 | NEAMȚ | NT10 | PIATRA NEAMT | SARATA | PING02 | PT 2 PINGARATI | 1009141000000233 | Enel
2218 | NEAMȚ | NT10 | PIATRA NEAMT | SARATA | PING08 | PT 8 PINGARATI | 1009151000002515 | Enel
2219 | NEAMȚ | NT10 | PIATRA NEAMT | SARATA | PN0002 | PT 2 PIATRA NEAMT | 1702334123978894 | Hexing
2220 | NEAMȚ | NT10 | PIATRA NEAMT | SARATA | PN0004 | PT 4 PIATRA NEAMT | 1009141000001012 | Enel
2221 | NEAMȚ | NT10 | PIATRA NEAMT | SARATA | PN0010 | PT 10 PIATRA NEAMT | 1702234122646024 | Hexing
2222 | NEAMȚ | NT10 | PIATRA NEAMT | SARATA | PN0016 | PT 16 PIATRA NEAMT | 1702234122646016 | Hexing
2223 | NEAMȚ | NT10 | PIATRA NEAMT | SARATA | PN0017 | PT 17 PIATRA NEAMT | 1702234122711218 | Hexing
2224 | NEAMȚ | NT10 | PIATRA NEAMT | SARATA | PN0207 | PT 207 PIATRA NEAMT | 1702234122711192 | Hexing
2225 | NEAMȚ | NT10 | PIATRA NEAMT | SARATA | PRLP01 | PT 1 PRELUCA | 1702334123717678 | Hexing
2226 | NEAMȚ | NT10 | PIATRA NEAMT | SARATA | PRLP04 | PT4 PRELUCA | 1702334123717680 | Hexing
2227 | NEAMȚ | NT10 | PIATRA NEAMT | SARATA | SCAR01 | PT 1 SCARICICA | 1702334123717681 | Hexing
2228 | NEAMȚ | NT10 | PIATRA NEAMT | SARATA | SCAR03 | PT 3 SCARICICA | 1702434126423104 | Hexing
2229 | NEAMȚ | NT10 | PIATRA NEAMT | SARATA | VIIN01 | PT 1 VIISOARA | 1702234122646034 | Hexing
2230 | NEAMȚ | NT10 | PIATRA NEAMT | SARATA | VIIN03 | PT 3 VIISOARA | 1702334123717682 | Hexing
2231 | NEAMȚ | NT10 | PIATRA NEAMT | SARATA | VIIN04 | PT 4 VIISOARA | 1009141000000296 | Enel
2232 | NEAMȚ | NT10 | PIATRA NEAMT | SARATA | VIIN08 | PT 8 VIISOARA | 1702234122646031 | Hexing
2233 | NEAMȚ | NT10 | PIATRA NEAMT | TUPILATI | DRAG01 | PT 1 DRAGOMIRESTI | 1009151000002529 | Enel
2234 | NEAMȚ | NT10 | PIATRA NEAMT | TUPILATI | VADD02 | PT 2 VAD | 1009151000002355 | Enel
2235 | NEAMȚ | NT20 | ROMAN | I.M.ROMAN | ROM032 | PTCZ 32 ROMAN | 1009151000002591 | Enel
2236 | NEAMȚ | NT20 | ROMAN | PA 1 ROMAN | ROM071 | PTCZ 71 ROMAN | 1702234122646012 | Hexing
2237 | NEAMȚ | NT20 | ROMAN | PA 1 ROMAN | ROM201 | PT 201 ROMAN | 1009151000002754 | Enel
2238 | NEAMȚ | NT20 | ROMAN | PA 3 ROMAN | ROM024 | PTCZ 24 ROMAN | 1702234122646017 | Hexing
2239 | NEAMȚ | NT20 | ROMAN | PA 3 ROMAN | ROM033 | PTCZ 33 ROMAN | 1702234122711210 | Hexing
2240 | NEAMȚ | NT20 | ROMAN | PA 3 ROMAN | ROM182 | PTAB 182 ROMAN | 1009151000002546 | Enel
2241 | NEAMȚ | NT20 | ROMAN | ROMAN LAMINOR | ADJU01 | PTA 1 ADJUDENI | 1009141000001091 | Enel
2242 | NEAMȚ | NT20 | ROMAN | ROMAN LAMINOR | ADJU02 | PTA 2 ADJUDENI | 1009141000000576 | Enel
2243 | NEAMȚ | NT20 | ROMAN | ROMAN LAMINOR | ADJU03 | PTA 3 ADJUDENI | 1009141000000649 | Enel
2244 | NEAMȚ | NT20 | ROMAN | ROMAN LAMINOR | ADJU04 | PTA 4 ADJUDENI | 1009141000001083 | Enel
2245 | NEAMȚ | NT20 | ROMAN | ROMAN LAMINOR | ADJU05 | PTA 5 ADJUDENI | 1009141000000578 | Enel
2246 | NEAMȚ | NT20 | ROMAN | ROMAN LAMINOR | ADJU06 | PTA 6 ADJUDENI | 1009141000001066 | Enel
2247 | NEAMȚ | NT20 | ROMAN | ROMAN LAMINOR | AVRS01 | PTA 1 AVERESTI | 1009151000002778 | Enel
2248 | NEAMȚ | NT20 | ROMAN | ROMAN LAMINOR | AVRS02 | PTA 2 AVERESTI | 1009151000002206 | Enel
2249 | NEAMȚ | NT20 | ROMAN | ROMAN LAMINOR | AVRS03 | PTA 3 AVERESTI | 1009151000002414 | Enel
2250 | NEAMȚ | NT20 | ROMAN | ROMAN LAMINOR | BAST01 | PTA 1 BASTA | 1009151000001516 | Enel
2251 | NEAMȚ | NT20 | ROMAN | ROMAN LAMINOR | BAST02 | PTA 2 BASTA | 1009151000001467 | Enel
2252 | NEAMȚ | NT20 | ROMAN | ROMAN LAMINOR | BATR01 | PTA 1 BATRINESTI | 1009151000002357 | Enel
2253 | NEAMȚ | NT20 | ROMAN | ROMAN LAMINOR | BDSF01 | PTA 1 BUDESTI | 1009151000002568 | Enel
2254 | NEAMȚ | NT20 | ROMAN | ROMAN LAMINOR | BDSF02 | PTA 2 BUDESTI | 1009151000002533 | Enel
2255 | NEAMȚ | NT20 | ROMAN | ROMAN LAMINOR | BDSF03 | PTA 3 BUDESTI | 1009151000002532 | Enel
2256 | NEAMȚ | NT20 | ROMAN | ROMAN LAMINOR | BIRA01 | PTA 1 BIRA | 1009151000002313 | Enel
2257 | NEAMȚ | NT20 | ROMAN | ROMAN LAMINOR | BIRA02 | PTA 2 BIRA | 1009151000002312 | Enel
2258 | NEAMȚ | NT20 | ROMAN | ROMAN LAMINOR | BIRA03 | PTA 3 BIRA | 1009151000002234 | Enel
2259 | NEAMȚ | NT20 | ROMAN | ROMAN LAMINOR | BIRA04 | PTA 4 BIRA | 1009151000002641 | Enel
2260 | NEAMȚ | NT20 | ROMAN | ROMAN LAMINOR | BIRA06 | PTA 6 BIRA | 1009151000002292 | Enel
2261 | NEAMȚ | NT20 | ROMAN | ROMAN LAMINOR | BIRA08 | PTA 8 BIRA | 1009141000000093 | Enel
2262 | NEAMȚ | NT20 | ROMAN | ROMAN LAMINOR | BLST01 | PTA 1 BALUSESTI | 1009151000002517 | Enel
2263 | NEAMȚ | NT20 | ROMAN | ROMAN LAMINOR | BLST07 | PTA 7 BALUSESTI | 1009151000002548 | Enel
2264 | NEAMȚ | NT20 | ROMAN | ROMAN LAMINOR | BOGH01 | PTA 1 BOGHICEA | 1009151000002327 | Enel
2265 | NEAMȚ | NT20 | ROMAN | ROMAN LAMINOR | BOGH02 | PTA 2 BOGHICEA | 1009151000002301 | Enel
2266 | NEAMȚ | NT20 | ROMAN | ROMAN LAMINOR | BOZI01 | PTA 1 BOZIENII DE JOS | 1009151000002309 | Enel
2267 | NEAMȚ | NT20 | ROMAN | ROMAN LAMINOR | BOZI02 | PTA 2 BOZIENII DE JOS | 1009151000002291 | Enel
2268 | NEAMȚ | NT20 | ROMAN | ROMAN LAMINOR | BOZS01 | PTA 1 BOZIENII DE SUS | 1009151000002666 | Enel
2269 | NEAMȚ | NT20 | ROMAN | ROMAN LAMINOR | BRIT01 | PTA 1 BRITCANI | 1009151000002709 | Enel
2270 | NEAMȚ | NT20 | ROMAN | ROMAN LAMINOR | BUNG01 | PTA 1 BUNGHI | 1009151000002410 | Enel
2271 | NEAMȚ | NT20 | ROMAN | ROMAN LAMINOR | BURE01 | PT 1 BURUIENESTI | 1009151000002672 | Enel
2272 | NEAMȚ | NT20 | ROMAN | ROMAN LAMINOR | BURE02 | PTA 2 BURUIENESTI | 1009151000002599 | Enel
2273 | NEAMȚ | NT20 | ROMAN | ROMAN LAMINOR | BURE03 | PTA 3 BURUIENESTI | 1009151000002538 | Enel
2274 | NEAMȚ | NT20 | ROMAN | ROMAN LAMINOR | CAUS01 | PTA 1 CAUSENI | 1009151000002601 | Enel
2275 | NEAMȚ | NT20 | ROMAN | ROMAN LAMINOR | CIRE01 | PTA 1 CIUREA | 1009151000002534 | Enel
2276 | NEAMȚ | NT20 | ROMAN | ROMAN LAMINOR | CORH01 | PTA 1 CORHANA | 1009151000002577 | Enel
2277 | NEAMȚ | NT20 | ROMAN | ROMAN LAMINOR | COTV01 | PTA 1 COTU VAMES | 1009151000002675 | Enel
2278 | NEAMȚ | NT20 | ROMAN | ROMAN LAMINOR | COTV02 | PTA 2 COTU VAMES | 1009151000002347 | Enel
2279 | NEAMȚ | NT20 | ROMAN | ROMAN LAMINOR | COTV03 | PTA 3 COTU VAMES | 1009151000002755 | Enel
2280 | NEAMȚ | NT20 | ROMAN | ROMAN LAMINOR | COTV05 | PT 5 COTU VAMES | 1009151000002578 | Enel
2281 | NEAMȚ | NT20 | ROMAN | ROMAN LAMINOR | COTV07 | PTA 7 COTU VAMES | 1009151000002444 | Enel
2282 | NEAMȚ | NT20 | ROMAN | ROMAN LAMINOR | COTV09 | PTA 9 COTU VAMES | 1009151000002320 | Enel
2283 | NEAMȚ | NT20 | ROMAN | ROMAN LAMINOR | CRAB01 | PTA 1 CRAIESTI | 1009151000002409 | Enel
2284 | NEAMȚ | NT20 | ROMAN | ROMAN LAMINOR | CRDN01 | PTA 1 CORDUN | 1009141000000241 | Enel
2285 | NEAMȚ | NT20 | ROMAN | ROMAN LAMINOR | CRDN02 | PTA 2 CORDUN | 1009151000002317 | Enel
2286 | NEAMȚ | NT20 | ROMAN | ROMAN LAMINOR | CRDN03 | PTA 3 CORDUN | 1009151000002564 | Enel
2287 | NEAMȚ | NT20 | ROMAN | ROMAN LAMINOR | CRDN04 | PTA 4 CORDUN | 1009151000002195 | Enel
2288 | NEAMȚ | NT20 | ROMAN | ROMAN LAMINOR | CRDN05 | PTA 5 CORDUN | 1009141000000982 | Enel
2289 | NEAMȚ | NT20 | ROMAN | ROMAN LAMINOR | CRDN06 | PTA 6 CORDUN | 1009151000002235 | Enel
2290 | NEAMȚ | NT20 | ROMAN | ROMAN LAMINOR | CRDN15 | PT 15 CORDUN | 1009151000002796 | Enel
2291 | NEAMȚ | NT20 | ROMAN | ROMAN LAMINOR | CRDN21 | PT 21 CORDUN | 1009151000001678 | Enel
2292 | NEAMȚ | NT20 | ROMAN | ROMAN LAMINOR | CRLG01 | PTA 1 CARLIG | 1009151000002747 | Enel
2293 | NEAMȚ | NT20 | ROMAN | ROMAN LAMINOR | CUCI01 | PTA 1 CUCI | 1009151000002668 | Enel
2294 | NEAMȚ | NT20 | ROMAN | ROMAN LAMINOR | CUCI02 | PTA 2 CUCI | 1009151000002345 | Enel
2295 | NEAMȚ | NT20 | ROMAN | ROMAN LAMINOR | CUCI04 | PTA 4 CUCI | 1009151000002314 | Enel
2296 | NEAMȚ | NT20 | ROMAN | ROMAN LAMINOR | DOLJ01 | PTA 1 DOLJESTI | 1009151000002545 | Enel
2297 | NEAMȚ | NT20 | ROMAN | ROMAN LAMINOR | DOLJ02 | PTA 2 DOLJESTI | 1009151000002604 | Enel
2298 | NEAMȚ | NT20 | ROMAN | ROMAN LAMINOR | DOLJ03 | PTA 3 DOLJESTI | 1009151000002669 | Enel
2299 | NEAMȚ | NT20 | ROMAN | ROMAN LAMINOR | DULC01 | PTA 1 DULCESTI | 1009151000002323 | Enel
2300 | NEAMȚ | NT20 | ROMAN | ROMAN LAMINOR | DULC02 | PTA 2 DULCESTI | 1009151000002659 | Enel
2301 | NEAMȚ | NT20 | ROMAN | ROMAN LAMINOR | DULC05 | PTA 5 DULCESTI | 1009141000000422 | Enel
2302 | NEAMȚ | NT20 | ROMAN | ROMAN LAMINOR | DULC06 | PTA 6 DULCESTI | 1009151000002521 | Enel
2303 | NEAMȚ | NT20 | ROMAN | ROMAN LAMINOR | DVID01 | PTA 1 DAVID | 1009151000002597 | Enel
2304 | NEAMȚ | NT20 | ROMAN | ROMAN LAMINOR | FAUR01 | PTA 1 FAUREI | 1009151000001550 | Enel
2305 | NEAMȚ | NT20 | ROMAN | ROMAN LAMINOR | FAUR02 | PTA 2 FAUREI | 1009151000002277 | Enel
2306 | NEAMȚ | NT20 | ROMAN | ROMAN LAMINOR | GADI01 | PTA 1 GADINTI | 1009141000001092 | Enel
2307 | NEAMȚ | NT20 | ROMAN | ROMAN LAMINOR | GADI02 | PTA 2 GADINTI | 1009141000000618 | Enel
2308 | NEAMȚ | NT20 | ROMAN | ROMAN LAMINOR | GADI03 | PTA 3 GADINTI | 1009141000001094 | Enel
2309 | NEAMȚ | NT20 | ROMAN | ROMAN LAMINOR | GADI04 | PTA 4 GADINTI | 1009151000002403 | Enel
2310 | NEAMȚ | NT20 | ROMAN | ROMAN LAMINOR | GADI05 | PTA 5 GADINTI | 1009141000001075 | Enel
2311 | NEAMȚ | NT20 | ROMAN | ROMAN LAMINOR | GADI06 | PTA 6 GADINTI | 1009141000001121 | Enel
2312 | NEAMȚ | NT20 | ROMAN | ROMAN LAMINOR | GADI07 | PTA 7 GADINTI | 1009141000001184 | Enel
2313 | NEAMȚ | NT20 | ROMAN | ROMAN LAMINOR | GADI08 | PTA 8 GADINTI | 1009151000002779 | Enel
2314 | NEAMȚ | NT20 | ROMAN | ROMAN LAMINOR | GHRS11 | PT 11 GHERAIESTI | 1009151000002535 | Enel
2315 | NEAMȚ | NT20 | ROMAN | ROMAN LAMINOR | GORN01 | PTA 1 GORUN | 1009151000002588 | Enel
2316 | NEAMȚ | NT20 | ROMAN | ROMAN LAMINOR | GRGE01 | PTA 1 GIURGENI | 1702434126423100 | Hexing
2317 | NEAMȚ | NT20 | ROMAN | ROMAN LAMINOR | GRGE03 | PTA 3 GIURGENI | 1702334123978893 | Hexing
2318 | NEAMȚ | NT20 | ROMAN | ROMAN LAMINOR | HOLM01 | PTA 1 HOLM | 1009151000002811 | Enel
2319 | NEAMȚ | NT20 | ROMAN | ROMAN LAMINOR | HORI01 | PTA 1 HORIA | 1009151000002197 | Enel
2320 | NEAMȚ | NT20 | ROMAN | ROMAN LAMINOR | HORI02 | PTA 2 HORIA | 1009151000002735 | Enel
2321 | NEAMȚ | NT20 | ROMAN | ROMAN LAMINOR | HORI03 | PTA 3 HORIA | 1009151000002281 | Enel
2322 | NEAMȚ | NT20 | ROMAN | ROMAN LAMINOR | HORI04 | PTA 4 HORIA | 1009141000001100 | Enel
2323 | NEAMȚ | NT20 | ROMAN | ROMAN LAMINOR | HORI05 | PTA 5 HORIA | 1009151000002445 | Enel
2324 | NEAMȚ | NT20 | ROMAN | ROMAN LAMINOR | HORI16 | PT 16 HORIA | 1009141000000483 | Enel
2325 | NEAMȚ | NT20 | ROMAN | ROMAN LAMINOR | HORI19 | PT 19 HORIA | 1009151000002780 | Enel
2326 | NEAMȚ | NT20 | ROMAN | ROMAN LAMINOR | HORI21 | PTA 21 HORIA | 1009151000002504 | Enel
2327 | NEAMȚ | NT20 | ROMAN | ROMAN LAMINOR | ICUS01 | PTA 1 ICUSESTI | 1009151000002729 | Enel
2328 | NEAMȚ | NT20 | ROMAN | ROMAN LAMINOR | ICUS02 | PTA 2 ICUSESTI | 1009151000002542 | Enel
2329 | NEAMȚ | NT20 | ROMAN | ROMAN LAMINOR | IONC01 | PTA 1 ION CREANGA | 1702434126423101 | Hexing
2330 | NEAMȚ | NT20 | ROMAN | ROMAN LAMINOR | IONC02 | PTA 2 ION CREANGA | 1702434126423102 | Hexing
2331 | NEAMȚ | NT20 | ROMAN | ROMAN LAMINOR | IONC04 | PTA 4 ION CREANGA | 1702334123717675 | Hexing
2332 | NEAMȚ | NT20 | ROMAN | ROMAN LAMINOR | IONC07 | PT 7 ION CREANGA | 1009151000001637 | Enel
2333 | NEAMȚ | NT20 | ROMAN | ROMAN LAMINOR | IUCS02 | PTA 2 IUCSA | 1009151000002310 | Enel
2334 | NEAMȚ | NT20 | ROMAN | ROMAN LAMINOR | IZVU01 | PTA 1 IZVORU | 1009151000002316 | Enel
2335 | NEAMȚ | NT20 | ROMAN | ROMAN LAMINOR | LINS01 | PTA 1 LINSESTI | 1009151000002740 | Enel
2336 | NEAMȚ | NT20 | ROMAN | ROMAN LAMINOR | LNCO01 | PTA 1 LUNCA ONICENI | 1009151000002375 | Enel
2337 | NEAMȚ | NT20 | ROMAN | ROMAN LAMINOR | LUTC01 | PTA 1 LUTCA | 1009151000002150 | Enel
2338 | NEAMȚ | NT20 | ROMAN | ROMAN LAMINOR | LUTC03 | PT 3 LUTCA | 1009151000002801 | Enel
2339 | NEAMȚ | NT20 | ROMAN | ROMAN LAMINOR | MARM01 | PTA 1 MARMURENI | 1009151000002278 | Enel
2340 | NEAMȚ | NT20 | ROMAN | ROMAN LAMINOR | MESI01 | PT 1 MESTACAN | 1009151000002585 | Enel
2341 | NEAMȚ | NT20 | ROMAN | ROMAN LAMINOR | MICS01 | PTA 1 MICSUNESTI | 1009141000000288 | Enel
2342 | NEAMȚ | NT20 | ROMAN | ROMAN LAMINOR | MORB01 | PTA 1 MORENI | 1009151000002539 | Enel
2343 | NEAMȚ | NT20 | ROMAN | ROMAN LAMINOR | MUNB01 | PTA 1 MUNTENI | 1009151000002648 | Enel
2344 | NEAMȚ | NT20 | ROMAN | ROMAN LAMINOR | MUNC01 | PTA 1 MUNCELU | 1009151000002341 | Enel
2345 | NEAMȚ | NT20 | ROMAN | ROMAN LAMINOR | NIST01 | PTA 1 NISTRIA | 1009151000002307 | Enel
2346 | NEAMȚ | NT20 | ROMAN | ROMAN LAMINOR | ONCN01 | PTA 1 ONICENI | 1009151000002590 | Enel
2347 | NEAMȚ | NT20 | ROMAN | ROMAN LAMINOR | PANC01 | PTA 1 PANCESTI | 1702434126423107 | Hexing
2348 | NEAMȚ | NT20 | ROMAN | ROMAN LAMINOR | PILD01 | PTA 1 PILDESTI | 1702434127045305 | Hexing
2349 | NEAMȚ | NT20 | ROMAN | ROMAN LAMINOR | PILD02 | PTA 2 PILDESTI | 1702434127045304 | Hexing
2350 | NEAMȚ | NT20 | ROMAN | ROMAN LAMINOR | PILD16 | PTA 16 PILDESTI | 1702434126595913 | Hexing
2351 | NEAMȚ | NT20 | ROMAN | ROMAN LAMINOR | PILD24 | PT 24 PILDESTI | 1009141000000055 | Enel
2352 | NEAMȚ | NT20 | ROMAN | ROMAN LAMINOR | PIND01 | PTA 1 POIANA PRAJESTI | 1009151000002756 | Enel
2353 | NEAMȚ | NT20 | ROMAN | ROMAN LAMINOR | PITO01 | PTA 1 PIETROSU | 1009141000000262 | Enel
2354 | NEAMȚ | NT20 | ROMAN | ROMAN LAMINOR | POHU01 | PTA 1 POIANA HUMEI | 1009151000002744 | Enel
2355 | NEAMȚ | NT20 | ROMAN | ROMAN LAMINOR | POIE01 | PTA 1 POIENARI | 1009141000000255 | Enel
2356 | NEAMȚ | NT20 | ROMAN | ROMAN LAMINOR | POIE02 | PTA 2 POIENARI | 1009151000002359 | Enel
2357 | NEAMȚ | NT20 | ROMAN | ROMAN LAMINOR | POIE03 | PTA 3 POIENARI | 1009151000002810 | Enel
2358 | NEAMȚ | NT20 | ROMAN | ROMAN LAMINOR | POOA01 | PTA 1 POIENILE OANCEI | 1009151000002185 | Enel
2359 | NEAMȚ | NT20 | ROMAN | ROMAN LAMINOR | PTRH01 | PTA 1 PATRICHENI | 1009151000001546 | Enel
2360 | NEAMȚ | NT20 | ROMAN | ROMAN LAMINOR | PUST01 | PTA 1 PUSTIETA | 1009151000002818 | Enel
2361 | NEAMȚ | NT20 | ROMAN | ROMAN LAMINOR | RECI01 | PTA 1 RECEA | 1702334125532450 | Hexing
2362 | NEAMȚ | NT20 | ROMAN | ROMAN LAMINOR | RECI02 | PTA 2 RECEA | 1702334123717674 | Hexing
2363 | NEAMȚ | NT20 | ROMAN | ROMAN LAMINOR | REDB01 | PTA 1 REDIU | 1009151000002519 | Enel
2364 | NEAMȚ | NT20 | ROMAN | ROMAN LAMINOR | ROCN01 | PTA 1 ROCNA | 1009151000002343 | Enel
2365 | NEAMȚ | NT20 | ROMAN | ROMAN LAMINOR | ROM041 | PTA 41 ROMAN | 1009151000002652 | Enel
2366 | NEAMȚ | NT20 | ROMAN | ROMAN LAMINOR | ROM074 | PTA 74 ROMAN | 1702334123717683 | Hexing
2367 | NEAMȚ | NT20 | ROMAN | ROMAN LAMINOR | ROSD01 | PTA 1 ROSIORI | 1009151000002654 | Enel
2368 | NEAMȚ | NT20 | ROMAN | ROMAN LAMINOR | RTND01 | PTA 1 ROTUNDA | 1009151000002582 | Enel
2369 | NEAMȚ | NT20 | ROMAN | ROMAN LAMINOR | RTND02 | PTA 2 ROTUNDA | 1009151000002710 | Enel
2370 | NEAMȚ | NT20 | ROMAN | ROMAN LAMINOR | RTND03 | PTA 3 ROTUNDA | 1009151000002306 | Enel
2371 | NEAMȚ | NT20 | ROMAN | ROMAN LAMINOR | RUGD01 | PTA 1 RUGINOASA | 1009151000002367 | Enel
2372 | NEAMȚ | NT20 | ROMAN | ROMAN LAMINOR | RUGD02 | PTA 2 RUGINOASA | 1009151000002344 | Enel
2373 | NEAMȚ | NT20 | ROMAN | ROMAN LAMINOR | RUGD04 | PTA 4 RUGINOASA | 1009151000002346 | Enel
2374 | NEAMȚ | NT20 | ROMAN | ROMAN LAMINOR | RUGD05 | PTA 5 RUGINOASA | 1009151000002280 | Enel
2375 | NEAMȚ | NT20 | ROMAN | ROMAN LAMINOR | RUGD06 | PTA 6 RUGINOASA | 1009151000002376 | Enel
2376 | NEAMȚ | NT20 | ROMAN | ROMAN LAMINOR | RUGD07 | PTA 7 RUGINOASA | 1009151000002151 | Enel
2377 | NEAMȚ | NT20 | ROMAN | ROMAN LAMINOR | RUGD09 | PTA 9 RUGINOASA | 1009151000002184 | Enel
2378 | NEAMȚ | NT20 | ROMAN | ROMAN LAMINOR | SABA02 | PTA 2 SABAOANI | 1009151000001654 | Enel
2379 | NEAMȚ | NT20 | ROMAN | ROMAN LAMINOR | SABA03 | PTA 3 SABAOANI | 1009151000001713 | Enel
2380 | NEAMȚ | NT20 | ROMAN | ROMAN LAMINOR | SABA04 | PTA 4 SABAOANI | 1009151000001690 | Enel
2381 | NEAMȚ | NT20 | ROMAN | ROMAN LAMINOR | SABA05 | PTA 5 SABAOANI | 1009151000001720 | Enel
2382 | NEAMȚ | NT20 | ROMAN | ROMAN LAMINOR | SABA06 | PTA 6 SABAOANI | 1009151000001652 | Enel
2383 | NEAMȚ | NT20 | ROMAN | ROMAN LAMINOR | SABA07 | PTA 7 SABAOANI | 1009151000002428 | Enel
2384 | NEAMȚ | NT20 | ROMAN | ROMAN LAMINOR | SABA08 | PTA 8 SABAOANI | 1009151000002448 | Enel
2385 | NEAMȚ | NT20 | ROMAN | ROMAN LAMINOR | SABA11 | PTA 11 SABAOANI | 1009151000002456 | Enel
2386 | NEAMȚ | NT20 | ROMAN | ROMAN LAMINOR | SABA12 | PTA 12 SABAOANI | 1009151000002454 | Enel
2387 | NEAMȚ | NT20 | ROMAN | ROMAN LAMINOR | SABA13 | PTA 13 SABAOANI | 1009151000002417 | Enel
2388 | NEAMȚ | NT20 | ROMAN | ROMAN LAMINOR | SABA16 | PTA 16 SABAOANI | 1009151000002627 | Enel
2389 | NEAMȚ | NT20 | ROMAN | ROMAN LAMINOR | SACA01 | PTA 1 SACALENI | 1009151000002795 | Enel
2390 | NEAMȚ | NT20 | ROMAN | ROMAN LAMINOR | SECN01 | PTA 1 SECUIENI | 1009151000001436 | Enel
2391 | NEAMȚ | NT20 | ROMAN | ROMAN LAMINOR | SECN02 | PTA 2 SECUIENI | 1009151000001458 | Enel
2392 | NEAMȚ | NT20 | ROMAN | ROMAN LAMINOR | SECN03 | PTA 3 SECUIENI | 1009151000001571 | Enel
2393 | NEAMȚ | NT20 | ROMAN | ROMAN LAMINOR | SENO01 | PTA 1 SECUIENII NOI | 1009151000001444 | Enel
2394 | NEAMȚ | NT20 | ROMAN | ROMAN LAMINOR | SIMN01 | PTA 1 SIMIONESTI | 1009151000002304 | Enel
2395 | NEAMȚ | NT20 | ROMAN | ROMAN LAMINOR | SLBI01 | PTA 1 SLOBOZIA | 1009151000002758 | Enel
2396 | NEAMȚ | NT20 | ROMAN | ROMAN LAMINOR | SLBI02 | PTA 2 SLOBOZIA | 1009151000002612 | Enel
2397 | NEAMȚ | NT20 | ROMAN | ROMAN LAMINOR | SLCA01 | PTA 1 SOLCA | 1009151000002602 | Enel
2398 | NEAMȚ | NT20 | ROMAN | ROMAN LAMINOR | SPIR01 | PTA 1 SPIRIDONESTI | 1009151000002812 | Enel
2399 | NEAMȚ | NT20 | ROMAN | ROMAN LAMINOR | STAN01 | PTA 1 STANITA | 1009151000001501 | Enel
2400 | NEAMȚ | NT20 | ROMAN | ROMAN LAMINOR | STAN02 | PTA 2 STANITA | 1009151000002805 | Enel
2401 | NEAMȚ | NT20 | ROMAN | ROMAN LAMINOR | STEI01 | PTA 1 STEJARU CUCI | 1702334125532453 | Hexing
2402 | NEAMȚ | NT20 | ROMAN | ROMAN LAMINOR | TABA01 | PTA 1 TABARA | 1009151000002741 | Enel
2403 | NEAMȚ | NT20 | ROMAN | ROMAN LAMINOR | TDIR01 | PTA 1 TODIRENI | 1009151000002687 | Enel
2404 | NEAMȚ | NT20 | ROMAN | ROMAN LAMINOR | TDIR02 | PTA 2 TODIRENI | 1009151000001572 | Enel
2405 | NEAMȚ | NT20 | ROMAN | ROMAN LAMINOR | TLPI01 | PTA 1 TALPALAI | 1009151000002541 | Enel
2406 | NEAMȚ | NT20 | ROMAN | ROMAN LAMINOR | TMSN01 | PTA 1 TAMASENI | 1009151000002211 | Enel
2407 | NEAMȚ | NT20 | ROMAN | ROMAN LAMINOR | TMSN02 | PTA 2 TAMASENI | 1009151000002157 | Enel
2408 | NEAMȚ | NT20 | ROMAN | ROMAN LAMINOR | TMSN03 | PTA 3 TAMASENI | 1009151000002561 | Enel
2409 | NEAMȚ | NT20 | ROMAN | ROMAN LAMINOR | TMSN07 | PTA 7 TAMASENI | 1009151000001398 | Enel
2410 | NEAMȚ | NT20 | ROMAN | ROMAN LAMINOR | TMSN08 | PTA 8 TAMASENI | 1009151000002825 | Enel
2411 | NEAMȚ | NT20 | ROMAN | ROMAN LAMINOR | TRAS01 | PTA 1 TRAIAN | 1009151000002207 | Enel
2412 | NEAMȚ | NT20 | ROMAN | ROMAN LAMINOR | TRAS04 | PTA 4 TRAIAN | 1009151000002155 | Enel
2413 | NEAMȚ | NT20 | ROMAN | ROMAN LAMINOR | TRAS14 | PTA 14 TRAIAN | 1009151000002645 | Enel
2414 | NEAMȚ | NT20 | ROMAN | ROMAN LAMINOR | VAEN01 | PTA 1 VALEA ENEI | 1009151000002360 | Enel
2415 | NEAMȚ | NT20 | ROMAN | ROMAN LAMINOR | VLNB01 | PTA 1 VALENI | 1009151000002339 | Enel
2416 | NEAMȚ | NT20 | ROMAN | ROMAN ORAS | ROM004 | PTAV 4 ROMAN | 1702234122711207 | Hexing
2417 | NEAMȚ | NT20 | ROMAN | ROMAN ORAS | ROM013 | PTCZ 13 ROMAN | 1702334123717692 | Hexing
2418 | NEAMȚ | NT20 | ROMAN | ROMAN ORAS | ROM017 | PTCZ 17 ROMAN | 1009141000001061 | Enel
2419 | NEAMȚ | NT20 | ROMAN | ROMAN ORAS | ROM018 | PTCZ 18 ROMAN | 1009141000000940 | Enel
2420 | NEAMȚ | NT20 | ROMAN | ROMAN ORAS | ROM062 | PTANV 62 ROMAN | 1702334123717693 | Hexing
2421 | NEAMȚ | NT20 | ROMAN | ROMAN ORAS | ROM106 | PTCZ 106 ROMAN | 1009151000002584 | Enel
2422 | NEAMȚ | NT20 | ROMAN | ROMAN ORAS | ROM112 | PTCZ 112 ROMAN | 1009151000002324 | Enel
2423 | NEAMȚ | NT20 | ROMAN | ROMAN ORAS | ROM145 | PTCZ 145 ROMAN | 1009151000002565 | Enel
2424 | NEAMȚ | NT20 | ROMAN | ROMAN ORAS | ROM151 | PTCZ 151 ROMAN | 1702334123717691 | Hexing
2425 | NEAMȚ | NT20 | ROMAN | ROMAN ORAS | ROM162 | PTCZ 162 ROMAN | 1702334123978820 | Hexing
2426 | NEAMȚ | NT20 | ROMAN | ROMAN ORAS | ROM902 | PA 2 ROMAN | 1009151000002748 | Enel
2427 | NEAMȚ | NT20 | ROMAN | ROMAN ORAS | ROM907 | PA 7 ROMAN | 1009151000002691 | Enel
2428 | NEAMȚ | NT20 | ROMAN | ROMAN SUD | ROM007 | PTCZ 7 ROMAN | 1009151000002486 | Enel
2429 | NEAMȚ | NT20 | ROMAN | ROMAN SUD | ROM012 | PTS 12 ROMAN | 1009141000000788 | Enel
2430 | NEAMȚ | NT20 | ROMAN | ROMAN SUD | ROM012 | PTS 12 ROMAN | 1009141000001068 | Enel
2431 | NEAMȚ | NT20 | ROMAN | ROMAN SUD | ROM014 | PTCZ 14 ROMAN | 1009141000000481 | Enel
2432 | NEAMȚ | NT20 | ROMAN | ROMAN SUD | ROM019 | PTCZ 19 ROMAN | 1009141000001033 | Enel
2433 | NEAMȚ | NT20 | ROMAN | ROMAN SUD | ROM022 | PTM 22 ROMAN | 1009151000002540 | Enel
2434 | NEAMȚ | NT20 | ROMAN | ROMAN SUD | ROM026 | PTCZ 26 ROMAN | 1009151000002724 | Enel
2435 | NEAMȚ | NT20 | ROMAN | ROMAN SUD | ROM030 | PTCZ 30 ROMAN | 1702234122646013 | Hexing
2436 | NEAMȚ | NT20 | ROMAN | ROMAN SUD | ROM039 | PTAV 39 ROMAN | 1009141000001037 | Enel
2437 | NEAMȚ | NT20 | ROMAN | ROMAN SUD | ROM068 | PTCZ 68 ROMAN | 1009141000000659 | Enel
2438 | NEAMȚ | NT20 | ROMAN | ROMAN SUD | ROM094 | PTCZ 94 ROMAN | 1009151000001437 | Enel
2439 | NEAMȚ | NT20 | ROMAN | ROMAN SUD | ROM095 | PTCZ 95 ROMAN | 1009151000002606 | Enel
2440 | NEAMȚ | NT20 | ROMAN | ROMAN SUD | ROM115 | PTCZ 115 ROMAN | 1009151000002587 | Enel
2441 | NEAMȚ | NT20 | ROMAN | ROMAN SUD | ROM124 | PTCZ 124 ROMAN | 1009151000002562 | Enel
2442 | NEAMȚ | NT20 | ROMAN | ROMAN SUD | ROM125 | PTCZ 125 ROMAN | 1009151000002596 | Enel
2443 | NEAMȚ | NT20 | ROMAN | ROMAN SUD | ROM126 | PTCZ 126 ROMAN | 1009151000002707 | Enel
2444 | NEAMȚ | NT20 | ROMAN | ROMAN VEST | ROM002 | PTM 2 ROMAN | 1009151000002499 | Enel
2445 | NEAMȚ | NT20 | ROMAN | ROMAN VEST | ROM043 | PTCZ 43 ROMAN | 1009151000002647 | Enel
2446 | NEAMȚ | NT20 | ROMAN | ROMAN VEST | ROM081 | PTCZ 81 ROMAN | 1702434126595912 | Hexing
2447 | NEAMȚ | NT20 | ROMAN | ROMAN VEST | ROM103 | PTCZ 103 ROMAN | 1009151000002302 | Enel
2448 | NEAMȚ | NT20 | ROMAN | ROMAN VEST | ROM135 | PTCZ 135 ROMAN | 1009151000002737 | Enel
2449 | NEAMȚ | NT20 | ROMAN | ROMAN VEST | ROM136 | PTCZ 136 ROMAN | 1009151000002256 | Enel
2450 | NEAMȚ | NT20 | ROMAN | ROMAN VEST | ROM137 | PTCZ 137 ROMAN | 1009151000002287 | Enel
2451 | NEAMȚ | NT20 | ROMAN | ROMAN VEST | ROM140 | PTCZ 140 ROMAN | 1009151000002632 | Enel
2452 | NEAMȚ | NT20 | ROMAN | ROMAN VEST | ROM142 | PTCZ 142 ROMAN | 1009151000002809 | Enel
2453 | NEAMȚ | NT20 | ROMAN | ROMAN VEST | ROM147 | PTCZ 147 ROMAN | 1009151000002746 | Enel
2454 | NEAMȚ | NT20 | ROMAN | ROMAN VEST | ROM148 | PTCZ 148 ROMAN | 1009151000002575 | Enel
2455 | NEAMȚ | NT20 | ROMAN | TUPILATI | BRTT01 | PT 1 BARTICESTI | 1009151000002694 | Enel
2456 | NEAMȚ | NT20 | ROMAN | TUPILATI | BRTT02 | PT 2 BARTICESTI | 1009151000002190 | Enel
2457 | NEAMȚ | NT20 | ROMAN | TUPILATI | BRTT03 | PT 3 BARTICESTI | 1009151000002231 | Enel
2458 | NEAMȚ | NT20 | ROMAN | TUPILATI | NISP01 | PT 1 NISIPORESTI | 1702334123717676 | Hexing
2459 | NEAMȚ | NT20 | ROMAN | TUPILATI | NISP02 | PT 2 NISIPORESTI | 1702434126423111 | Hexing
2460 | NEAMȚ | NT30 | TG.NEAMT | TG.NEAMT | AGAP01 | PTA 1 AGAPIA | 1009151000002813 | Enel
2461 | NEAMȚ | NT30 | TG.NEAMT | TG.NEAMT | AGAP02 | PTA 2 AGAPIA | 1009151000002215 | Enel
2462 | NEAMȚ | NT30 | TG.NEAMT | TG.NEAMT | AGAP04 | PTA 4 AGAPIA | 1009151000002814 | Enel
2463 | NEAMȚ | NT30 | TG.NEAMT | TG.NEAMT | AGAP07 | PTA 7 AGAPIA | 1009151000002273 | Enel
2464 | NEAMȚ | NT30 | TG.NEAMT | TG.NEAMT | AGAP09 | PTA 9 AGAPIA | 1009141000000149 | Enel
2465 | NEAMȚ | NT30 | TG.NEAMT | TG.NEAMT | AGAP10 | PTA 10 AGAPIA | 1009151000002435 | Enel
2466 | NEAMȚ | NT30 | TG.NEAMT | TG.NEAMT | AGAP11 | PTA 11 AGAPIA | 1009151000002476 | Enel
2467 | NEAMȚ | NT30 | TG.NEAMT | TG.NEAMT | BIST01 | PT 1 BOISTEA | 1009141000001008 | Enel
2468 | NEAMȚ | NT30 | TG.NEAMT | TG.NEAMT | BIST03 | PT 3 BOISTEA | 1009141000000993 | Enel
2469 | NEAMȚ | NT30 | TG.NEAMT | TG.NEAMT | BOBO01 | PTA 1 BOBOIESTI | 1009151000001685 | Enel
2470 | NEAMȚ | NT30 | TG.NEAMT | TG.NEAMT | BOBO02 | PTA 2 BOBOIESTI | 1009151000001666 | Enel
2471 | NEAMȚ | NT30 | TG.NEAMT | TG.NEAMT | CRAC01 | PTA 1 CRACAOANI | 1009151000002776 | Enel
2472 | NEAMȚ | NT30 | TG.NEAMT | TG.NEAMT | CRAC02 | PTA 2 CRACAOANI | 1009151000002438 | Enel
2473 | NEAMȚ | NT30 | TG.NEAMT | TG.NEAMT | CRAC03 | PTA 3 CRACAOANI | 1009151000002288 | Enel
2474 | NEAMȚ | NT30 | TG.NEAMT | TG.NEAMT | CRAC04 | PTA 4 CRACAOANI | 1009151000002680 | Enel
2475 | NEAMȚ | NT30 | TG.NEAMT | TG.NEAMT | CRAC07 | PTA 7 CRACAOANI | 1009151000002257 | Enel
2476 | NEAMȚ | NT30 | TG.NEAMT | TG.NEAMT | CRAC08 | PTA 8 CRACAOANI | 1009151000002492 | Enel
2477 | NEAMȚ | NT30 | TG.NEAMT | TG.NEAMT | CRAC11 | PTA 11 CRACAOANI | 1009151000002790 | Enel
2478 | NEAMȚ | NT30 | TG.NEAMT | TG.NEAMT | CRAC12 | PT 12 CRACAOANI | 1009151000002725 | Enel
2479 | NEAMȚ | NT30 | TG.NEAMT | TG.NEAMT | CURE01 | PTA 1 CURECHISTEA | 1009151000002757 | Enel
2480 | NEAMȚ | NT30 | TG.NEAMT | TG.NEAMT | DLHT01 | PTA 1 DOLHESTI | 1009151000001717 | Enel
2481 | NEAMȚ | NT30 | TG.NEAMT | TG.NEAMT | DLHT02 | PTA 2 DOLHESTI | 1009151000001719 | Enel
2482 | NEAMȚ | NT30 | TG.NEAMT | TG.NEAMT | DMBT01 | PTA 1 DUMBRAVA | 1009151000002731 | Enel
2483 | NEAMȚ | NT30 | TG.NEAMT | TG.NEAMT | DMBT02 | PTA 2 DUMBRAVA | 1009151000002362 | Enel
2484 | NEAMȚ | NT30 | TG.NEAMT | TG.NEAMT | DMBT04 | PTA 4 DUMBRAVA | 1009151000002607 | Enel
2485 | NEAMȚ | NT30 | TG.NEAMT | TG.NEAMT | DMBT06 | PTA 6 DUMBRAVA | 1009151000002358 | Enel
2486 | NEAMȚ | NT30 | TG.NEAMT | TG.NEAMT | FILO01 | PTA 1 FILIOARA | 1009141000001288 | Enel
2487 | NEAMȚ | NT30 | TG.NEAMT | TG.NEAMT | FILO02 | PTA 2 FILIOARA | 1009151000002217 | Enel
2488 | NEAMȚ | NT30 | TG.NEAMT | TG.NEAMT | FILO03 | PTA 3 FILIOARA | 1009141000001070 | Enel
2489 | NEAMȚ | NT30 | TG.NEAMT | TG.NEAMT | FILO05 | PTA 5 FILIOARA | 1009141000001028 | Enel
2490 | NEAMȚ | NT30 | TG.NEAMT | TG.NEAMT | GRUM01 | PTA 1 GRUMAZESTI | 1009141000001039 | Enel
2491 | NEAMȚ | NT30 | TG.NEAMT | TG.NEAMT | GRUM02 | PTA 2 GRUMAZESTI | 1009141000000403 | Enel
2492 | NEAMȚ | NT30 | TG.NEAMT | TG.NEAMT | GRUM03 | PTA 3 GRUMAZESTI | 1009141000001163 | Enel
2493 | NEAMȚ | NT30 | TG.NEAMT | TG.NEAMT | GRUM04 | PTA 4 GRUMAZESTI | 1009141000001078 | Enel
2494 | NEAMȚ | NT30 | TG.NEAMT | TG.NEAMT | GRUM05 | PTA 5 GRUMAZESTI | 1009141000001084 | Enel
2495 | NEAMȚ | NT30 | TG.NEAMT | TG.NEAMT | GRUM06 | PTA 6 GRUMAZESTI | 1009151000001520 | Enel
2496 | NEAMȚ | NT30 | TG.NEAMT | TG.NEAMT | GRUM07 | PTA 7 GRUMAZESTI | 1009141000000570 | Enel
2497 | NEAMȚ | NT30 | TG.NEAMT | TG.NEAMT | GRUM08 | PTA 8 GRUMAZESTI | 1009151000001434 | Enel
2498 | NEAMȚ | NT30 | TG.NEAMT | TG.NEAMT | GRUM09 | PTA 9 GRUMAZESTI | 1009151000002631 | Enel
2499 | NEAMȚ | NT30 | TG.NEAMT | TG.NEAMT | GRUM10 | PTA 10 GRUMAZESTI | 1009141000001082 | Enel
2500 | NEAMȚ | NT30 | TG.NEAMT | TG.NEAMT | INGA01 | PT 1 INGARESTI | 1009151000002365 | Enel
2501 | NEAMȚ | NT30 | TG.NEAMT | TG.NEAMT | INGA02 | PT 2 INGARESTI | 1009151000002407 | Enel
2502 | NEAMȚ | NT30 | TG.NEAMT | TG.NEAMT | LEGH01 | PTA 1 LEGHIN | 1702434126423113 | Hexing
2503 | NEAMȚ | NT30 | TG.NEAMT | TG.NEAMT | LNCA01 | PTA 1 LUNCA VINATORI | 1009141000000927 | Enel
2504 | NEAMȚ | NT30 | TG.NEAMT | TG.NEAMT | LNCA02 | PTA 2 LUNCA VINATORI | 1009141000000965 | Enel
2505 | NEAMȚ | NT30 | TG.NEAMT | TG.NEAMT | MAGA01 | PTA 1 MAGAZIA | 1009151000001712 | Enel
2506 | NEAMȚ | NT30 | TG.NEAMT | TG.NEAMT | MAGA03 | PTA 3 MAGAZIA | 1009151000002487 | Enel
2507 | NEAMȚ | NT30 | TG.NEAMT | TG.NEAMT | MANN01 | PTA 1 MANASTIREA NEAMT | 1702434125895605 | Hexing
2508 | NEAMȚ | NT30 | TG.NEAMT | TG.NEAMT | MANN02 | PTA 2 MANASTIREA NEAMT | 1702334123717685 | Hexing
2509 | NEAMȚ | NT30 | TG.NEAMT | TG.NEAMT | MANN04 | PTA 4 MANASTIREA NEAMT | 1702334125532454 | Hexing
2510 | NEAMȚ | NT30 | TG.NEAMT | TG.NEAMT | NEMT01 | PTA 1 NEMTISOR | 1009151000002372 | Enel
2511 | NEAMȚ | NT30 | TG.NEAMT | TG.NEAMT | NEMT02 | PTA 2 NEMTISOR | 1009151000002356 | Enel
2512 | NEAMȚ | NT30 | TG.NEAMT | TG.NEAMT | NEMT03 | PTA 3 NEMTISOR | 1009151000002322 | Enel
2513 | NEAMȚ | NT30 | TG.NEAMT | TG.NEAMT | NEMT04 | PTA 4 NEMTISOR | 1009151000002566 | Enel
2514 | NEAMȚ | NT30 | TG.NEAMT | TG.NEAMT | NEMT05 | PTA 5 NEMTISOR | 1009151000002586 | Enel
2515 | NEAMȚ | NT30 | TG.NEAMT | TG.NEAMT | NEMT07 | PT 7 NEMTISOR | 1009141000000522 | Enel
2516 | NEAMȚ | NT30 | TG.NEAMT | TG.NEAMT | NETE01 | PTA 1 NETEZI | 1009151000002589 | Enel
2517 | NEAMȚ | NT30 | TG.NEAMT | TG.NEAMT | OGLI01 | PTA 1 OGLINZI | 1009151000001485 | Enel
2518 | NEAMȚ | NT30 | TG.NEAMT | TG.NEAMT | OGLI02 | PTA 2 OGLINZI | 1009141000000994 | Enel
2519 | NEAMȚ | NT30 | TG.NEAMT | TG.NEAMT | OGLI03 | PTA 3 OGLINZI | 1009141000000914 | Enel
2520 | NEAMȚ | NT30 | TG.NEAMT | TG.NEAMT | OGLI04 | PTA 4 OGLINZI | 1009141000000749 | Enel
2521 | NEAMȚ | NT30 | TG.NEAMT | TG.NEAMT | OGLI05 | PTA 5 OGLINZI | 1009141000000620 | Enel
2522 | NEAMȚ | NT30 | TG.NEAMT | TG.NEAMT | OGLI06 | PTA 6 OGLINZI | 1009141000000919 | Enel
2523 | NEAMȚ | NT30 | TG.NEAMT | TG.NEAMT | OGLI07 | PTA 7 OGLINZI | 1009141000001148 | Enel
2524 | NEAMȚ | NT30 | TG.NEAMT | TG.NEAMT | OGLI10 | PT 10 OGLINZI | 1009141000000887 | Enel
2525 | NEAMȚ | NT30 | TG.NEAMT | TG.NEAMT | OGLI11 | PT 11 OGLINZI | 1009151000002527 | Enel
2526 | NEAMȚ | NT30 | TG.NEAMT | TG.NEAMT | ORTA01 | PTA 1 ORTASTI | 1009151000002222 | Enel
2527 | NEAMȚ | NT30 | TG.NEAMT | TG.NEAMT | PETR01 | PT 1 PETRICANI | 1009151000002442 | Enel
2528 | NEAMȚ | NT30 | TG.NEAMT | TG.NEAMT | PETR02 | PT 2 PETRICANI | 1009151000002429 | Enel
2529 | NEAMȚ | NT30 | TG.NEAMT | TG.NEAMT | PETR03 | PT 3 PETRICANI | 1009151000002422 | Enel
2530 | NEAMȚ | NT30 | TG.NEAMT | TG.NEAMT | PIPR01 | PTA 1 PIPIRIG | 1009141000001053 | Enel
2531 | NEAMȚ | NT30 | TG.NEAMT | TG.NEAMT | PIPR02 | PTA 2 PIPIRIG | 1009151000002685 | Enel
2532 | NEAMȚ | NT30 | TG.NEAMT | TG.NEAMT | PLUP01 | PTA 1 PLUTON | 1702434126423106 | Hexing
2533 | NEAMȚ | NT30 | TG.NEAMT | TG.NEAMT | PRTS01 | PTA 1 PREUTESTI | 1009141000001115 | Enel
2534 | NEAMȚ | NT30 | TG.NEAMT | TG.NEAMT | RASA01 | PTA 1 RASCA | 1009151000002783 | Enel
2535 | NEAMȚ | NT30 | TG.NEAMT | TG.NEAMT | RAUC01 | PTA 1 RAUCESTI | 1702334123717672 | Hexing
2536 | NEAMȚ | NT30 | TG.NEAMT | TG.NEAMT | RAUC02 | PTA 2 RAUCESTI | 1702334123717670 | Hexing
2537 | NEAMȚ | NT30 | TG.NEAMT | TG.NEAMT | RAUC03 | PTA 3 RAUCESTI | 1702334125532455 | Hexing
2538 | NEAMȚ | NT30 | TG.NEAMT | TG.NEAMT | RAUC04 | PTA 4 RAUCESTI | 1702434126423110 | Hexing
2539 | NEAMȚ | NT30 | TG.NEAMT | TG.NEAMT | RAUC08 | PT 8 RAUCESTI | 1702434126423108 | Hexing
2540 | NEAMȚ | NT30 | TG.NEAMT | TG.NEAMT | SCLS01 | PTA 1 SACALUSESTI | 1009151000002016 | Enel
2541 | NEAMȚ | NT30 | TG.NEAMT | TG.NEAMT | SCLS02 | PTA 2 SACALUSESTI | 1009151000002427 | Enel
2542 | NEAMȚ | NT30 | TG.NEAMT | TG.NEAMT | SCLS03 | PTA 3 SACALUSESTI | 1009151000002040 | Enel
2543 | NEAMȚ | NT30 | TG.NEAMT | TG.NEAMT | SOIM01 | PTA 1 SOIMARESTI | 1009141000000491 | Enel
2544 | NEAMȚ | NT30 | TG.NEAMT | TG.NEAMT | STAP01 | PTA 1 STANCA | 1009141000001056 | Enel
2545 | NEAMȚ | NT30 | TG.NEAMT | TG.NEAMT | STAP03 | PTA 3 STANCA | 1009141000001044 | Enel
2546 | NEAMȚ | NT30 | TG.NEAMT | TG.NEAMT | TARP01 | PTA 1 TARPESTI | 1009151000002743 | Enel
2547 | NEAMȚ | NT30 | TG.NEAMT | TG.NEAMT | TARP02 | PTA 2 TARPESTI | 1009141000000444 | Enel
2548 | NEAMȚ | NT30 | TG.NEAMT | TG.NEAMT | TARP03 | PT 3 TARPESTI | 1009141000001172 | Enel
2549 | NEAMȚ | NT30 | TG.NEAMT | TG.NEAMT | TIBU02 | PT 2 TIBUCANI | 1702434126595870 | Hexing
2550 | NEAMȚ | NT30 | TG.NEAMT | TG.NEAMT | TIBU03 | PT 3 TIBUCANI | 1702434126595868 | Hexing
2551 | NEAMȚ | NT30 | TG.NEAMT | TG.NEAMT | TIBU05 | PT 5 TIBUCANI | 1702434126595871 | Hexing
2552 | NEAMȚ | NT30 | TG.NEAMT | TG.NEAMT | TIMI01 | PTA 1 TIMISESTI | 1009151000002374 | Enel
2553 | NEAMȚ | NT30 | TG.NEAMT | TG.NEAMT | TIMI02 | PTA 2 TIMISESTI | 1009151000002015 | Enel
2554 | NEAMȚ | NT30 | TG.NEAMT | TG.NEAMT | TIR001 | PTA 1 TARGU NEAMT | 1009141000000145 | Enel
2555 | NEAMȚ | NT30 | TG.NEAMT | TG.NEAMT | TIR002 | PTA 2 TARGU NEAMT | 1009141000000356 | Enel
2556 | NEAMȚ | NT30 | TG.NEAMT | TG.NEAMT | TIR003 | PTA 3 TARGU NEAMT | 1009151000002762 | Enel
2557 | NEAMȚ | NT30 | TG.NEAMT | TG.NEAMT | TIR004 | PTZ 4 TARGU NEAMT | 1009141000000359 | Enel
2558 | NEAMȚ | NT30 | TG.NEAMT | TG.NEAMT | TIR005 | PTZ 5 TARGU NEAMT | 1009141000000981 | Enel
2559 | NEAMȚ | NT30 | TG.NEAMT | TG.NEAMT | TIR006 | PTZ 6 TARGU NEAMT | 1009141000000085 | Enel
2560 | NEAMȚ | NT30 | TG.NEAMT | TG.NEAMT | TIR007 | PTM 7 TARGU NEAMT | 1009141000000135 | Enel
2561 | NEAMȚ | NT30 | TG.NEAMT | TG.NEAMT | TIR008 | PTZ 8 TARGU NEAMT | 1009141000000373 | Enel
2562 | NEAMȚ | NT30 | TG.NEAMT | TG.NEAMT | TIR010 | PTA 10 TARGU NEAMT | 1009141000000157 | Enel
2563 | NEAMȚ | NT30 | TG.NEAMT | TG.NEAMT | TIR011 | PTA 11 TARGU NEAMT | 1009141000000362 | Enel
2564 | NEAMȚ | NT30 | TG.NEAMT | TG.NEAMT | TIR013 | PTA 13 TARGU NEAMT | 1009141000000358 | Enel
2565 | NEAMȚ | NT30 | TG.NEAMT | TG.NEAMT | TIR014 | PTA 14 TARGU NEAMT | 1009141000000053 | Enel
2566 | NEAMȚ | NT30 | TG.NEAMT | TG.NEAMT | TIR015 | PTA 15 TARGU NEAMT | 1009141000000378 | Enel
2567 | NEAMȚ | NT30 | TG.NEAMT | TG.NEAMT | TIR016 | PTA 16 TARGU NEAMT | 1009141000000099 | Enel
2568 | NEAMȚ | NT30 | TG.NEAMT | TG.NEAMT | TIR017 | PTA 17 TARGU NEAMT | 1009141000000148 | Enel
2569 | NEAMȚ | NT30 | TG.NEAMT | TG.NEAMT | TIR018 | PTA 18 TARGU NEAMT | 1009141000000377 | Enel
2570 | NEAMȚ | NT30 | TG.NEAMT | TG.NEAMT | TIR019 | PTA 19 TARGU NEAMT | 1009141000000131 | Enel
2571 | NEAMȚ | NT30 | TG.NEAMT | TG.NEAMT | TIR020 | PTA 20 TARGU NEAMT | 1009151000002623 | Enel
2572 | NEAMȚ | NT30 | TG.NEAMT | TG.NEAMT | TIR021 | PTA 21 TARGU NEAMT | 1009141000001072 | Enel
2573 | NEAMȚ | NT30 | TG.NEAMT | TG.NEAMT | TIR023 | PTA 23 TARGU NEAMT | 1009151000002636 | Enel
2574 | NEAMȚ | NT30 | TG.NEAMT | TG.NEAMT | TIR026 | PTZ 26 TARGU NEAMT | 1009141000000150 | Enel
2575 | NEAMȚ | NT30 | TG.NEAMT | TG.NEAMT | TIR027 | PTZ 27 TARGU NEAMT | 1009151000002196 | Enel
2576 | NEAMȚ | NT30 | TG.NEAMT | TG.NEAMT | TIR028 | PTA 28 TARGU NEAMT | 1009141000000152 | Enel
2577 | NEAMȚ | NT30 | TG.NEAMT | TG.NEAMT | TIR029 | PTA 29 TARGU NEAMT | 1009141000000357 | Enel
2578 | NEAMȚ | NT30 | TG.NEAMT | TG.NEAMT | TIR030 | PTZ 30 TARGU NEAMT | 1009141000000143 | Enel
2579 | NEAMȚ | NT30 | TG.NEAMT | TG.NEAMT | TIR034 | PTA 34 TARGU NEAMT | 1009141000000125 | Enel
2580 | NEAMȚ | NT30 | TG.NEAMT | TG.NEAMT | TIR035 | PTZ 35 TARGU NEAMT | 1009141000000146 | Enel
2581 | NEAMȚ | NT30 | TG.NEAMT | TG.NEAMT | TIR038 | PTZ 38 TARGU NEAMT | 1702434125895607 | Hexing
2582 | NEAMȚ | NT30 | TG.NEAMT | TG.NEAMT | TIR040 | PTZ 40 TARGU NEAMT | 1009141000000140 | Enel
2583 | NEAMȚ | NT30 | TG.NEAMT | TG.NEAMT | TIR041 | PTZ 41 TARGU NEAMT | 1009141000000383 | Enel
2584 | NEAMȚ | NT30 | TG.NEAMT | TG.NEAMT | TIR042 | PTZ 42 TARGU NEAMT | 1009141000000360 | Enel
2585 | NEAMȚ | NT30 | TG.NEAMT | TG.NEAMT | TIR043 | PTZ 43 TARGU NEAMT | 1009141000000144 | Enel
2586 | NEAMȚ | NT30 | TG.NEAMT | TG.NEAMT | TIR049 | PTZ 49 TARGU NEAMT | 1009151000002149 | Enel
2587 | NEAMȚ | NT30 | TG.NEAMT | TG.NEAMT | TIR050 | PTZ 50 TARGU NEAMT | 1009141000000355 | Enel
2588 | NEAMȚ | NT30 | TG.NEAMT | TG.NEAMT | TIR051 | PTZ 51 TARGU NEAMT | 1009141000000139 | Enel
2589 | NEAMȚ | NT30 | TG.NEAMT | TG.NEAMT | TIR052 | PTZ 52 TARGU NEAMT | 1702234122711203 | Hexing
2590 | NEAMȚ | NT30 | TG.NEAMT | TG.NEAMT | TIR054 | PTA 54 TARGU NEAMT | 1009141000000969 | Enel
2591 | NEAMȚ | NT30 | TG.NEAMT | TG.NEAMT | TIR055 | PTA 55 TARGU NEAMT | 1009141000000051 | Enel
2592 | NEAMȚ | NT30 | TG.NEAMT | TG.NEAMT | TIR056 | PTZ 56 TARGU NEAMT | 1009151000002413 | Enel
2593 | NEAMȚ | NT30 | TG.NEAMT | TG.NEAMT | TIR058 | PTZ 58 TARGU NEAMT | 1009151000002284 | Enel
2594 | NEAMȚ | NT30 | TG.NEAMT | TG.NEAMT | TIR059 | PTZ 59 TARGU NEAMT | 1009141000000065 | Enel
2595 | NEAMȚ | NT30 | TG.NEAMT | TG.NEAMT | TIR060 | PTA 60 TARGU NEAMT | 1009141000000046 | Enel
2596 | NEAMȚ | NT30 | TG.NEAMT | TG.NEAMT | TIR065 | PTZ 65 TARGU NEAMT | 1009151000001510 | Enel
2597 | NEAMȚ | NT30 | TG.NEAMT | TG.NEAMT | TIR068 | PTZ 68 TARGU NEAMT | 1009141000000120 | Enel
2598 | NEAMȚ | NT30 | TG.NEAMT | TG.NEAMT | TIR072 | PTZ 72 TARGU NEAMT | 1009151000002142 | Enel
2599 | NEAMȚ | NT30 | TG.NEAMT | TG.NEAMT | TIR077 | PTZ 77 TARGU NEAMT | 1009141000000354 | Enel
2600 | NEAMȚ | NT30 | TG.NEAMT | TG.NEAMT | TIR086 | PTA 86 TARGU NEAMT | 1009151000002688 | Enel
2601 | NEAMȚ | NT30 | TG.NEAMT | TG.NEAMT | TIR088 | PTA 88 TARGU NEAMT | 1009151000002574 | Enel
2602 | NEAMȚ | NT30 | TG.NEAMT | TG.NEAMT | TIR105 | PTAB 105 TARGU NEAMT | 1702334123717686 | Hexing
2603 | NEAMȚ | NT30 | TG.NEAMT | TG.NEAMT | TOLI01 | PTA 1 TOLICI | 1009151000002351 | Enel
2604 | NEAMȚ | NT30 | TG.NEAMT | TG.NEAMT | TOLI02 | PTA 2 TOLICI | 1009151000002371 | Enel
2605 | NEAMȚ | NT30 | TG.NEAMT | TG.NEAMT | TOPL01 | PTA 1 TOPOLITA | 1009151000002621 | Enel
2606 | NEAMȚ | NT30 | TG.NEAMT | TG.NEAMT | TOPL05 | PTA 5 TOPOLITA | 1009151000002580 | Enel
2607 | NEAMȚ | NT30 | TG.NEAMT | TG.NEAMT | TOPL06 | PTA 6 TOPOLITA | 1009151000002255 | Enel
2608 | NEAMȚ | NT30 | TG.NEAMT | TG.NEAMT | UNGH01 | PTA 1 UNGHENI | 1009141000001046 | Enel
2609 | NEAMȚ | NT30 | TG.NEAMT | TG.NEAMT | UNGH02 | PTA 2 UNGHENI | 1009141000001099 | Enel
2610 | NEAMȚ | NT30 | TG.NEAMT | TG.NEAMT | URCN01 | PT 1 URECHENI | 1009141000001063 | Enel
2611 | NEAMȚ | NT30 | TG.NEAMT | TG.NEAMT | URCN02 | PT 2 URECHENI | 1009141000000954 | Enel
2612 | NEAMȚ | NT30 | TG.NEAMT | TG.NEAMT | URCN03 | PT 3 URECHENI | 1009141000000692 | Enel
2613 | NEAMȚ | NT30 | TG.NEAMT | TG.NEAMT | URCN04 | PT 4 URECHENI | 1009141000000619 | Enel
2614 | NEAMȚ | NT30 | TG.NEAMT | TG.NEAMT | URCN05 | PT 5 URECHENI | 1009141000000565 | Enel
2615 | NEAMȚ | NT30 | TG.NEAMT | TG.NEAMT | URCN06 | PT 6 URECHENI | 1009151000002537 | Enel
2616 | NEAMȚ | NT30 | TG.NEAMT | TG.NEAMT | VAAR01 | PTA 1 VALEA ARINI | 1009151000002254 | Enel
2617 | NEAMȚ | NT30 | TG.NEAMT | TG.NEAMT | VAAR03 | PTA 3 VALEA ARINI | 1009151000002788 | Enel
2618 | NEAMȚ | NT30 | TG.NEAMT | TG.NEAMT | VART01 | PTA 1 VARATEC | 1009151000002404 | Enel
2619 | NEAMȚ | NT30 | TG.NEAMT | TG.NEAMT | VART02 | PTA 2 VARATEC | 1009151000002477 | Enel
2620 | NEAMȚ | NT30 | TG.NEAMT | TG.NEAMT | VART03 | PTA 3 VARATEC | 1009151000002425 | Enel
2621 | NEAMȚ | NT30 | TG.NEAMT | TG.NEAMT | VINN01 | PTA 1 VINATORI | 1009141000001155 | Enel
2622 | NEAMȚ | NT30 | TG.NEAMT | TG.NEAMT | VINN02 | PTA 2 VINATORI | 1009141000001052 | Enel
2623 | NEAMȚ | NT30 | TG.NEAMT | TG.NEAMT | VINN03 | PTA 3 VINATORI | 1009141000001108 | Enel
2624 | NEAMȚ | NT30 | TG.NEAMT | TG.NEAMT | VINN04 | PTA 4 VINATORI | 1009141000001073 | Enel
2625 | NEAMȚ | NT30 | TG.NEAMT | TG.NEAMT | VINN05 | PTA 5 VINATORI | 1009141000001034 | Enel
2626 | NEAMȚ | NT30 | TG.NEAMT | TG.NEAMT | VINN06 | PTZ 6 VINATORI | 1009141000000894 | Enel
2627 | NEAMȚ | NT30 | TG.NEAMT | TG.NEAMT | VINN07 | PTA 7 VINATORI | 1009141000001106 | Enel
2628 | NEAMȚ | NT30 | TG.NEAMT | TG.NEAMT | VINN08 | PTA 8 VINATORI | 1009141000000386 | Enel
2629 | NEAMȚ | NT30 | TG.NEAMT | TG.NEAMT | VINN09 | PTA 9 VINATORI | 1009141000001064 | Enel
2630 | NEAMȚ | NT30 | TG.NEAMT | TG.NEAMT | VINN30 | PTA 30 VINATORI | 1009141000000930 | Enel
2631 | NEAMȚ | NT30 | TG.NEAMT | TG.NEAMT | VLSB02 | PTA 2 VALEA SEACA | 1009151000002276 | Enel
2632 | NEAMȚ | NT30 | TG.NEAMT | TG.NEAMT | VLSB03 | PTA 3 VALEA SEACA | 1009151000002415 | Enel
2633 | NEAMȚ | NT30 | TG.NEAMT | TG.NEAMT | VLSB06 | PTA 6 VALEA SEACA | 1009151000002364 | Enel
2634 | NEAMȚ | NT30 | TG.NEAMT | TG.NEAMT | VLSB07 | PTA 7 VALEA SEACA | 1009151000002342 | Enel
2635 | NEAMȚ | NT30 | TG.NEAMT | TG.NEAMT | ZVRA01 | PTA 1 ZVORONESTI | 1009151000002354 | Enel
2636 | NEAMȚ | NT30 | TG.NEAMT | TUPILATI | TIBU04 | PT 4 TIBUCANI | 1702434126595910 | Hexing
2637 | NEAMȚ | NT30 | TG.NEAMT | TUPILATI | TUPI01 | PT 1 TUPILATI | 1009141000000252 | Enel
2638 | NEAMȚ | NT30 | TG.NEAMT | TUPILATI | TUPI02 | PT 2 TUPILATI | 1009141000000268 | Enel
2639 | NEAMȚ | NT30 | TG.NEAMT | TUPILATI | TUPI03 | PT 3 TUPILATI | 1009141000000238 | Enel
2640 | NEAMȚ | NT30 | TG.NEAMT | TUPILATI | TUPI04 | PT 4 TUPILATI | 1009141000000279 | Enel
2641 | NEAMȚ | NT30 | TG.NEAMT | TUPILATI | TUPI09 | PT 9 TUPILATI | 1009141000000259 | Enel
2642 | NEAMȚ | NT40 | BICAZ | CARIERA | GHRM03 | PTA 3 GHERMAN | 1009141000000890 | Enel
2643 | NEAMȚ | NT40 | BICAZ | CARIERA | TRFA01 | PTA 1 TREI FINTINI | 1009151000002220 | Enel
2644 | NEAMȚ | NT40 | BICAZ | CARIERA | TRFA03 | PTA 3 TREI FINTINI | 1009151000002319 | Enel
2645 | NEAMȚ | NT40 | BICAZ | CARIERA | TRFA04 | PTA 4 TREI FINTINI | 1009151000002229 | Enel
2646 | NEAMȚ | NT40 | BICAZ | CARIERA | TRFA05 | PTA 5 TREI FINTINI | 1009151000002348 | Enel
2647 | NEAMȚ | NT40 | BICAZ | DODENI | BIC001 | PTA 1 BICAZ | 1009141000000973 | Enel
2648 | NEAMȚ | NT40 | BICAZ | DODENI | BIC002 | PTZ 2 BICAZ | 1009151000002361 | Enel
2649 | NEAMȚ | NT40 | BICAZ | DODENI | BIC003 | PTZ 3 BICAZ | 1009151000002544 | Enel
2650 | NEAMȚ | NT40 | BICAZ | DODENI | BIC004 | PTZ 4 BICAZ | 1009151000002408 | Enel
2651 | NEAMȚ | NT40 | BICAZ | DODENI | BIC005 | PTZ 5 BICAZ | 1009151000002581 | Enel
2652 | NEAMȚ | NT40 | BICAZ | DODENI | BIC006 | PTS 6 BICAZ | 1009141000001251 | Enel
2653 | NEAMȚ | NT40 | BICAZ | DODENI | BIC007 | PTA 7 BICAZ | 1009141000001015 | Enel
2654 | NEAMȚ | NT40 | BICAZ | DODENI | BIC008 | PTA 8 BICAZ | 1009141000001079 | Enel
2655 | NEAMȚ | NT40 | BICAZ | DODENI | BIC009 | PTA 9 BICAZ | 1009151000001531 | Enel
2656 | NEAMȚ | NT40 | BICAZ | DODENI | BIC010 | PTA 10 BICAZ | 1009141000001036 | Enel
2657 | NEAMȚ | NT40 | BICAZ | DODENI | BIC014 | PTA 14 BICAZ | 1009151000002705 | Enel
2658 | NEAMȚ | NT40 | BICAZ | DODENI | BIC015 | PTA 15 BICAZ | 1009141000000695 | Enel
2659 | NEAMȚ | NT40 | BICAZ | DODENI | BIC017 | PTZ 17 BICAZ | 1009141000000510 | Enel
2660 | NEAMȚ | NT40 | BICAZ | DODENI | BIC018 | PTZ 18 BICAZ | 1009141000001125 | Enel
2661 | NEAMȚ | NT40 | BICAZ | DODENI | BIC019 | PTZ 19 BICAZ | 1009141000000420 | Enel
2662 | NEAMȚ | NT40 | BICAZ | DODENI | BIC022 | PTA 22 BICAZ | 1009141000000976 | Enel
2663 | NEAMȚ | NT40 | BICAZ | DODENI | BIC024 | PTZ 24 BICAZ | 1009141000001013 | Enel
2664 | NEAMȚ | NT40 | BICAZ | DODENI | BIC025 | PTZ 25 BICAZ | 1009141000001018 | Enel
2665 | NEAMȚ | NT40 | BICAZ | DODENI | BICA01 | PTA 1 BICAZU ARDELEAN | 1009141000000590 | Enel
2666 | NEAMȚ | NT40 | BICAZ | DODENI | BICA02 | PTA 2 BICAZU ARDELEAN | 1009141000000583 | Enel
2667 | NEAMȚ | NT40 | BICAZ | DODENI | BICA03 | PTA 3 BICAZU ARDELEAN | 1009141000000663 | Enel
2668 | NEAMȚ | NT40 | BICAZ | DODENI | BICA04 | PTA 4 BICAZU ARDELEAN | 1009141000001077 | Enel
2669 | NEAMȚ | NT40 | BICAZ | DODENI | BICA05 | PTA 5 BICAZU ARDELEAN | 1009141000001090 | Enel
2670 | NEAMȚ | NT40 | BICAZ | DODENI | BICC01 | PTA 1 BICAZ CHEI | 1009141000001058 | Enel
2671 | NEAMȚ | NT40 | BICAZ | DODENI | BICC02 | PTA 2 BICAZ CHEI | 1009141000000621 | Enel
2672 | NEAMȚ | NT40 | BICAZ | DODENI | BICC03 | PTA 3 BICAZ CHEI | 1009141000001085 | Enel
2673 | NEAMȚ | NT40 | BICAZ | DODENI | BICC06 | PTA 6 BICAZ CHEI | 1009141000001129 | Enel
2674 | NEAMȚ | NT40 | BICAZ | DODENI | BICC07 | PTA 7 BICAZ CHEI | 1009141000000764 | Enel
2675 | NEAMȚ | NT40 | BICAZ | DODENI | BRTS01 | PTA 1 BRATES | 1009141000000421 | Enel
2676 | NEAMȚ | NT40 | BICAZ | DODENI | BRTS02 | PTA 2 BRATES | 1009141000000453 | Enel
2677 | NEAMȚ | NT40 | BICAZ | DODENI | BRTS04 | PTA 4 BRATES | 1009141000001054 | Enel
2678 | NEAMȚ | NT40 | BICAZ | DODENI | BRTS09 | PT 9 BRATES | 1009141000000802 | Enel
2679 | NEAMȚ | NT40 | BICAZ | DODENI | CAZC01 | PTA 1 CAZACI | 1009141000001057 | Enel
2680 | NEAMȚ | NT40 | BICAZ | DODENI | CAZC02 | PTA 2 CAZACI | 1009141000000594 | Enel
2681 | NEAMȚ | NT40 | BICAZ | DODENI | CAZC06 | PTA 6 CAZACI | 1009151000002279 | Enel
2682 | NEAMȚ | NT40 | BICAZ | DODENI | CAZC07 | PTA 7 CAZACI | 1009151000002228 | Enel
2683 | NEAMȚ | NT40 | BICAZ | DODENI | DAMU01 | PTA 1 DAMUC | 1009151000002366 | Enel
2684 | NEAMȚ | NT40 | BICAZ | DODENI | DAMU02 | PTA 2 DAMUC | 1009151000002745 | Enel
2685 | NEAMȚ | NT40 | BICAZ | DODENI | DAMU03 | PTA 3 DAMUC | 1009151000002152 | Enel
2686 | NEAMȚ | NT40 | BICAZ | DODENI | DAMU04 | PTA 4 DAMUC | 1009151000002183 | Enel
2687 | NEAMȚ | NT40 | BICAZ | DODENI | DAMU08 | PTA 8 DAMUC | 1009151000002522 | Enel
2688 | NEAMȚ | NT40 | BICAZ | DODENI | DAMU09 | PTA 9 DAMUC | 1009151000001679 | Enel
2689 | NEAMȚ | NT40 | BICAZ | DODENI | GHRM01 | PTA 1 GHERMAN | 1009141000000708 | Enel
2690 | NEAMȚ | NT40 | BICAZ | DODENI | GHRM02 | PTA 2 GHERMAN | 1009141000001050 | Enel
2691 | NEAMȚ | NT40 | BICAZ | DODENI | GHRM05 | PTA 5 GHERMAN | 1009141000001051 | Enel
2692 | NEAMȚ | NT40 | BICAZ | DODENI | HUIS01 | PTA 1 HUISUREZ | 1009151000001716 | Enel
2693 | NEAMȚ | NT40 | BICAZ | DODENI | HUIS02 | PTA 2 HUISUREZ | 1009151000001698 | Enel
2694 | NEAMȚ | NT40 | BICAZ | DODENI | HUIS04 | PTA 4 HUISUREZ | 1009151000001732 | Enel
2695 | NEAMȚ | NT40 | BICAZ | DODENI | HUIS05 | PTA 5 HUISUREZ | 1009151000001728 | Enel
2696 | NEAMȚ | NT40 | BICAZ | DODENI | IVAB01 | PTA 1 IVANES | 1009141000000572 | Enel
2697 | NEAMȚ | NT40 | BICAZ | DODENI | IVAB02 | PTA 2 IVANES | 1009141000000971 | Enel
2698 | NEAMȚ | NT40 | BICAZ | DODENI | IVAB05 | PTA 5 IVANES | 1009141000001040 | Enel
2699 | NEAMȚ | NT40 | BICAZ | DODENI | IZVA01 | PTA 1 IZVORU ALB | 1009151000002218 | Enel
2700 | NEAMȚ | NT40 | BICAZ | DODENI | IZVA04 | PTA 4 IZVORU ALB | 1009151000002221 | Enel
2701 | NEAMȚ | NT40 | BICAZ | DODENI | IZVA05 | PTA 5 IZVORU ALB | 1009151000002523 | Enel
2702 | NEAMȚ | NT40 | BICAZ | DODENI | SECB01 | PTA 1 SECU | 1009151000002219 | Enel
2703 | NEAMȚ | NT40 | BICAZ | DODENI | SRJA01 | PTA 1 STRAJA | 1009151000002368 | Enel
2704 | NEAMȚ | NT40 | BICAZ | DODENI | SRJA02 | PTA 2 STRAJA | 1009151000002363 | Enel
2705 | NEAMȚ | NT40 | BICAZ | DODENI | SRJA05 | PT 5 STRAJA | 1009151000002628 | Enel
2706 | NEAMȚ | NT40 | BICAZ | DODENI | STEP01 | PTA 1 STEJARU DODENI | 1009151000002728 | Enel
2707 | NEAMȚ | NT40 | BICAZ | DODENI | STEP02 | PTS 2 STEJARU | 1009151000002303 | Enel
2708 | NEAMȚ | NT40 | BICAZ | DODENI | TARC02 | PTA 2 TARCAU | 1009151000002187 | Enel
2709 | NEAMȚ | NT40 | BICAZ | DODENI | TARC03 | PTA 3 TARCAU | 1009151000002802 | Enel
2710 | NEAMȚ | NT40 | BICAZ | DODENI | TARC05 | PTA 5 TARCAU | 1009151000002148 | Enel
2711 | NEAMȚ | NT40 | BICAZ | DODENI | TARC06 | PTA 6 TARCAU | 1009151000002154 | Enel
2712 | NEAMȚ | NT40 | BICAZ | DODENI | TARC09 | PTA 9 TARCAU | 1009151000002212 | Enel
2713 | NEAMȚ | NT40 | BICAZ | DODENI | TARC10 | PT 10 TARCAU | 1009151000002800 | Enel
2714 | NEAMȚ | NT40 | BICAZ | DODENI | TASC01 | PTA 1 TASCA | 1009151000002311 | Enel
2715 | NEAMȚ | NT40 | BICAZ | DODENI | TASC02 | PTA 2 TASCA | 1009141000000138 | Enel
2716 | NEAMȚ | NT40 | BICAZ | DODENI | TASC03 | PTZ 3 TASCA | 1009151000002349 | Enel
2717 | NEAMȚ | NT40 | BICAZ | DODENI | TASC05 | PTA 5 TASCA | 1009141000000071 | Enel
2718 | NEAMȚ | NT40 | BICAZ | DODENI | TASC06 | PTA 6 TASCA | 1009141000000376 | Enel
2719 | NEAMȚ | NT40 | BICAZ | DODENI | TASC07 | PTA 7 TASCA | 1009151000002662 | Enel
2720 | NEAMȚ | NT40 | BICAZ | DODENI | TELC01 | PTA 1 TELEC | 1009141000001093 | Enel
2721 | NEAMȚ | NT40 | BICAZ | DODENI | TELC02 | PTA 2 TELEC | 1009141000000675 | Enel
2722 | NEAMȚ | NT40 | BICAZ | DODENI | TELC03 | PTA 3 TELEC | 1009141000001003 | Enel
2723 | NEAMȚ | NT40 | BICAZ | DODENI | TELC04 | PTA 4 TELEC | 1009151000002797 | Enel
2724 | NEAMȚ | NT40 | BICAZ | DODENI | TELC06 | PTS 6 TELEC | 1009141000000524 | Enel
2725 | NEAMȚ | NT40 | BICAZ | DODENI | TELC07 | PTA 7 TELEC | 1009141000000622 | Enel
2726 | NEAMȚ | NT40 | BICAZ | DODENI | TELC08 | PTA 8 TELEC | 1009141000000694 | Enel
2727 | NEAMȚ | NT40 | BICAZ | DODENI | TELC09 | PTA 9 TELEC | 1009151000002140 | Enel
2728 | NEAMȚ | NT40 | BICAZ | DODENI | TELC13 | PTA 13 TELEC | 1009141000001089 | Enel
2729 | NEAMȚ | NT40 | BICAZ | DODENI | TELC14 | PTA 14 TELEC | 1009141000001074 | Enel
2730 | NEAMȚ | NT40 | BICAZ | DODENI | TICO01 | PTA 1 TICOS FLOAREA | 1009141000000297 | Enel
2731 | NEAMȚ | NT40 | BICAZ | DODENI | TICO02 | PTA 2 TICOS FLOAREA | 1009151000002782 | Enel
2732 | NEAMȚ | NT40 | BICAZ | POIANA TEIULUI | BHLI01 | PTA 1 BUHALNITA | 1702434126423114 | Hexing
2733 | NEAMȚ | NT40 | BICAZ | POIANA TEIULUI | BHLI02 | PTA 2 BUHALNITA | 1702434126423112 | Hexing
2734 | NEAMȚ | NT40 | BICAZ | POIANA TEIULUI | BIC012 | PTA 12 BICAZ | 1009141000001049 | Enel
2735 | NEAMȚ | NT40 | BICAZ | POIANA TEIULUI | BIC013 | PTZ 13 BICAZ | 1009141000001067 | Enel
2736 | NEAMȚ | NT40 | BICAZ | POIANA TEIULUI | BORC01 | PTA 1 BORCA | 1009151000002208 | Enel
2737 | NEAMȚ | NT40 | BICAZ | POIANA TEIULUI | BORC02 | PTA 2 BORCA | 1009151000002139 | Enel
2738 | NEAMȚ | NT40 | BICAZ | POIANA TEIULUI | BORC03 | PTA 3 BORCA | 1009151000002203 | Enel
2739 | NEAMȚ | NT40 | BICAZ | POIANA TEIULUI | BORC04 | PTA 4 BORCA | 1009151000002411 | Enel
2740 | NEAMȚ | NT40 | BICAZ | POIANA TEIULUI | BORC05 | PTA 5 BORCA | 1009151000002727 | Enel
2741 | NEAMȚ | NT40 | BICAZ | POIANA TEIULUI | BORC06 | PT 6 BORCA | 1009151000002282 | Enel
2742 | NEAMȚ | NT40 | BICAZ | POIANA TEIULUI | BRDU01 | PTA 1 BRADU | 1009151000002318 | Enel
2743 | NEAMȚ | NT40 | BICAZ | POIANA TEIULUI | BRDU02 | PTA 2 BRADU | 1009141000000350 | Enel
2744 | NEAMȚ | NT40 | BICAZ | POIANA TEIULUI | BSTC01 | PTA 1 BISTRICIOARA | 1009151000002693 | Enel
2745 | NEAMȚ | NT40 | BICAZ | POIANA TEIULUI | BSTC02 | PTA 2 BISTRICIOARA | 1009151000002711 | Enel
2746 | NEAMȚ | NT40 | BICAZ | POIANA TEIULUI | BSTC03 | PTA 3 BISTRICIOARA | 1009151000002742 | Enel
2747 | NEAMȚ | NT40 | BICAZ | POIANA TEIULUI | CEAH01 | PTA 1 CEAHLAU | 1009151000002583 | Enel
2748 | NEAMȚ | NT40 | BICAZ | POIANA TEIULUI | CEAH02 | PTA 2 CEAHLAU | 1009151000002726 | Enel
2749 | NEAMȚ | NT40 | BICAZ | POIANA TEIULUI | CEAH03 | PTA 3 CEAHLAU | 1009151000002553 | Enel
2750 | NEAMȚ | NT40 | BICAZ | POIANA TEIULUI | CEAH04 | PTA 4 CEAHLAU | 1009151000002608 | Enel
2751 | NEAMȚ | NT40 | BICAZ | POIANA TEIULUI | CEAH05 | PTZ 5 CEAHLAU | 1009141000000302 | Enel
2752 | NEAMȚ | NT40 | BICAZ | POIANA TEIULUI | CEAH06 | PTZ 6 CEAHLAU | 1009141000000142 | Enel
2753 | NEAMȚ | NT40 | BICAZ | POIANA TEIULUI | CEAH08 | PTM 8 CEAHLAU | 1009141000000132 | Enel
2754 | NEAMȚ | NT40 | BICAZ | POIANA TEIULUI | CEAH13 | PTA 13 CEAHLAU | 1009141000000175 | Enel
2755 | NEAMȚ | NT40 | BICAZ | POIANA TEIULUI | CLGN01 | PTA 1 CALUGARENI | 1009151000002325 | Enel
2756 | NEAMȚ | NT40 | BICAZ | POIANA TEIULUI | CLGN02 | PTA 2 CALUGARENI | 1009151000002326 | Enel
2757 | NEAMȚ | NT40 | BICAZ | POIANA TEIULUI | DREP02 | PTA 2 DREPTU | 1009151000002692 | Enel
2758 | NEAMȚ | NT40 | BICAZ | POIANA TEIULUI | FARC01 | PTA 1 FARCASA | 1009151000002353 | Enel
2759 | NEAMȚ | NT40 | BICAZ | POIANA TEIULUI | FARC02 | PTA 2 FARCASA | 1009151000002484 | Enel
2760 | NEAMȚ | NT40 | BICAZ | POIANA TEIULUI | FARC03 | PTA 3 FARCASA | 1009151000002236 | Enel
2761 | NEAMȚ | NT40 | BICAZ | POIANA TEIULUI | FRMU01 | PTA 1 FRUMOSU | 1009151000002554 | Enel
2762 | NEAMȚ | NT40 | BICAZ | POIANA TEIULUI | GALU01 | PTA 1 GALU | 1009151000002547 | Enel
2763 | NEAMȚ | NT40 | BICAZ | POIANA TEIULUI | GRIN01 | PTA 1 GRINTIES | 1009141000001102 | Enel
2764 | NEAMȚ | NT40 | BICAZ | POIANA TEIULUI | GRIN02 | PTA 2 GRINTIES | 1009141000001060 | Enel
2765 | NEAMȚ | NT40 | BICAZ | POIANA TEIULUI | GRIN03 | PTA 3 GRINTIES | 1009151000002698 | Enel
2766 | NEAMȚ | NT40 | BICAZ | POIANA TEIULUI | GRIN04 | PTA 4 GRINTIES | 1009141000000903 | Enel
2767 | NEAMȚ | NT40 | BICAZ | POIANA TEIULUI | GRIN06 | PT 6 GRINTIES | 1009141000000906 | Enel
2768 | NEAMȚ | NT40 | BICAZ | POIANA TEIULUI | GRIN07 | PT 7 GRINTIES | 1009141000000746 | Enel
2769 | NEAMȚ | NT40 | BICAZ | POIANA TEIULUI | HANG01 | PTA 1 HANGU | 1009151000002640 | Enel
2770 | NEAMȚ | NT40 | BICAZ | POIANA TEIULUI | HANG02 | PTA 2 HANGU | 1009151000002352 | Enel
2771 | NEAMȚ | NT40 | BICAZ | POIANA TEIULUI | HANG03 | PTA 3 HANGU | 1009141000000096 | Enel
2772 | NEAMȚ | NT40 | BICAZ | POIANA TEIULUI | HANG04 | PTA 4 HANGU | 1009151000002592 | Enel
2773 | NEAMȚ | NT40 | BICAZ | POIANA TEIULUI | LNCB01 | PTA 1 LUNCA | 1009151000002141 | Enel
2774 | NEAMȚ | NT40 | BICAZ | POIANA TEIULUI | MADE01 | PTA 1 MADEI | 1009141000000363 | Enel
2775 | NEAMȚ | NT40 | BICAZ | POIANA TEIULUI | MADE02 | PTA 2 MADEI | 1009141000000299 | Enel
2776 | NEAMȚ | NT40 | BICAZ | POIANA TEIULUI | PAFA01 | PTA 1 PARAUL FAGULUI | 1009151000002526 | Enel
2777 | NEAMȚ | NT40 | BICAZ | POIANA TEIULUI | PAFA02 | PTA 2 PARAUL FAGULUI | 1009151000002764 | Enel
2778 | NEAMȚ | NT40 | BICAZ | POIANA TEIULUI | PAMA01 | PTA 1 PARAUL MARE | 1009151000002550 | Enel
2779 | NEAMȚ | NT40 | BICAZ | POIANA TEIULUI | PAPA01 | PTA 1 PARAUL PINTEI | 1009141000000351 | Enel
2780 | NEAMȚ | NT40 | BICAZ | POIANA TEIULUI | PARC01 | PTA 1 PARAUL CIRJEI | 1009141000001285 | Enel
2781 | NEAMȚ | NT40 | BICAZ | POIANA TEIULUI | PARC02 | PTA 2 PARAUL CIRJEI | 1009141000000584 | Enel
2782 | NEAMȚ | NT40 | BICAZ | POIANA TEIULUI | PEVO01 | PTA 1 PETRU VODA | 1009151000001380 | Enel
2783 | NEAMȚ | NT40 | BICAZ | POIANA TEIULUI | PEVO02 | PTA 2 PETRU VODA | 1009151000001476 | Enel
2784 | NEAMȚ | NT40 | BICAZ | POIANA TEIULUI | PEVO06 | PTA 6 PETRU VODA | 1009151000001435 | Enel
2785 | NEAMȚ | NT40 | BICAZ | POIANA TEIULUI | POIA01 | PTA 1 POIANA TEIULUI | 1009141000000353 | Enel
2786 | NEAMȚ | NT40 | BICAZ | POIANA TEIULUI | POIG01 | PTA 1 POIANA GRINTIES | 1009151000002579 | Enel
2787 | NEAMȚ | NT40 | BICAZ | POIANA TEIULUI | POIG02 | PTA 2 POIANA GRINTIES | 1009141000000153 | Enel
2788 | NEAMȚ | NT40 | BICAZ | POIANA TEIULUI | POPF01 | PTA 1 POPESTI | 1009151000002792 | Enel
2789 | NEAMȚ | NT40 | BICAZ | POIANA TEIULUI | POTO01 | PTA 1 POTOCI | 1009151000002214 | Enel
2790 | NEAMȚ | NT40 | BICAZ | POIANA TEIULUI | POTO02 | PTA 2 POTOCI | 1009141000000207 | Enel
2791 | NEAMȚ | NT40 | BICAZ | POIANA TEIULUI | ROSE01 | PTA 1 ROSENI | 1009151000002730 | Enel
2792 | NEAMȚ | NT40 | BICAZ | POIANA TEIULUI | RUGH01 | PTA 1 RUGINESTI | 1009141000000304 | Enel
2793 | NEAMȚ | NT40 | BICAZ | POIANA TEIULUI | RUGH02 | PTA 2 RUGINESTI | 1009151000001524 | Enel
2794 | NEAMȚ | NT40 | BICAZ | POIANA TEIULUI | RUGH03 | PTA 3 RUGINESTI | 1009141000000309 | Enel
2795 | NEAMȚ | NT40 | BICAZ | POIANA TEIULUI | RUSB01 | PTA 1 RUSENI | 1009151000002598 | Enel
2796 | NEAMȚ | NT40 | BICAZ | POIANA TEIULUI | SABS01 | PTA 1 SABASA | 1009151000002750 | Enel
2797 | NEAMȚ | NT40 | BICAZ | POIANA TEIULUI | SABS02 | PTA 2 SABASA | 1009151000002416 | Enel
2798 | NEAMȚ | NT40 | BICAZ | POIANA TEIULUI | SAVT01 | PTA 1 SAVINESTI | 1009151000002308 | Enel
2799 | NEAMȚ | NT40 | BICAZ | POIANA TEIULUI | SOCS01 | PT 1 SOCI | 1009151000002300 | Enel
2800 | NEAMȚ | NT40 | BICAZ | POIANA TEIULUI | SOCS06 | PTA 6 SOCI | 1009151000002321 | Enel
2801 | NEAMȚ | NT40 | BICAZ | POIANA TEIULUI | STJF01 | PTA 1 STEJARU BORCA | 1009151000002138 | Enel
2802 | NEAMȚ | NT40 | BICAZ | POIANA TEIULUI | TPLC01 | PTA 1 TOPOLICENI | 1009151000002531 | Enel
2803 | SUCEAVA | SV10 | ZONA SUCEAVA | BURDUJENI | SV0009 | PT 9 SUCEAVA | 1702234122645911 | Hexing
2804 | SUCEAVA | SV10 | ZONA SUCEAVA | BURDUJENI | SV0086 | PT 86 SUCEAVA | 1702434125895633 | Hexing
2805 | SUCEAVA | SV10 | ZONA SUCEAVA | BURDUJENI | SV0191 | PT 191 SUCEAVA | 1702234122645912 | Hexing
2806 | SUCEAVA | SV10 | ZONA SUCEAVA | BURDUJENI | SV0192 | PT 192 SUCEAVA | 1702334123978799 | Hexing
2807 | SUCEAVA | SV10 | ZONA SUCEAVA | BURDUJENI | SV0394 | PT 394 SUCEAVA | 1702334123978803 | Hexing
2808 | SUCEAVA | SV10 | ZONA SUCEAVA | BURDUJENI | SV0394 | PT 394 SUCEAVA | 1702334123978798 | Hexing
2809 | SUCEAVA | SV10 | ZONA SUCEAVA | DOLHASCA | DOLH01 | PT 1 DOLHASCA | 1702434125895650 | Hexing
2810 | SUCEAVA | SV10 | ZONA SUCEAVA | DOLHASCA | DOLH03 | PT 3 DOLHASCA | 1702434125895649 | Hexing
2811 | SUCEAVA | SV10 | ZONA SUCEAVA | FALTICENI | BAIA01 | PT 1 BAIA | 1702434125895652 | Hexing
2812 | SUCEAVA | SV10 | ZONA SUCEAVA | FALTICENI | BAIA02 | PT 2 BAIA | 1702434125895647 | Hexing
2813 | SUCEAVA | SV10 | ZONA SUCEAVA | FALTICENI | BAIA03 | PT 3 BAIA | 1702434125895646 | Hexing
2814 | SUCEAVA | SV10 | ZONA SUCEAVA | FALTICENI | BAIA04 | PT 4 BAIA | 1702434125895645 | Hexing
2815 | SUCEAVA | SV10 | ZONA SUCEAVA | FALTICENI | BAIA08 | PT 8 BAIA | 1702434125895644 | Hexing
2816 | SUCEAVA | SV10 | ZONA SUCEAVA | FALTICENI | BAIA09 | PT 9 BAIA | 1702434125895618 | Hexing
2817 | SUCEAVA | SV10 | ZONA SUCEAVA | FALTICENI | BAIA10 | PT 10 BAIA | 1702434125895642 | Hexing
2818 | SUCEAVA | SV10 | ZONA SUCEAVA | FALTICENI | BAIA14 | PT 14 BAIA | 1702434125895653 | Hexing
2819 | SUCEAVA | SV10 | ZONA SUCEAVA | FALTICENI | BAIA21 | PTA 21 BAIA | 1702434125895643 | Hexing
2820 | SUCEAVA | SV10 | ZONA SUCEAVA | FALTICENI | BAIA24 | PT 24 BAIA | 1702334125532489 | Hexing
2821 | SUCEAVA | SV10 | ZONA SUCEAVA | FALTICENI | BRAI01 | PT 1 BRAIESTI | 1702234122711468 | Hexing
2822 | SUCEAVA | SV10 | ZONA SUCEAVA | FALTICENI | BRAI02 | PT 2 BRAIESTI | 1702234122711467 | Hexing
2823 | SUCEAVA | SV10 | ZONA SUCEAVA | FALTICENI | CIML05 | PT 5 CIUMULESTI | 1009151000002807 | Enel
2824 | SUCEAVA | SV10 | ZONA SUCEAVA | FALTICENI | CORN01 | PT 1 CORNU LUNCII | 1702234122711475 | Hexing
2825 | SUCEAVA | SV10 | ZONA SUCEAVA | FALTICENI | CORN02 | PT 2 CORNU LUNCII | 1702334124027394 | Hexing
2826 | SUCEAVA | SV10 | ZONA SUCEAVA | FALTICENI | CORN03 | PT 3 CORNU LUNCII | 1702334124027398 | Hexing
2827 | SUCEAVA | SV10 | ZONA SUCEAVA | FALTICENI | CORN04 | PT 4 CORNU LUNCII | 1702334124027399 | Hexing
2828 | SUCEAVA | SV10 | ZONA SUCEAVA | FALTICENI | CORN06 | PTA 6 CORNU LUNCII | 1702234122711533 | Hexing
2829 | SUCEAVA | SV10 | ZONA SUCEAVA | FALTICENI | DBVA01 | PT 1 DUMBRAVA (CORNU LUNCII) | 1009151000001382 | Enel
2830 | SUCEAVA | SV10 | ZONA SUCEAVA | FALTICENI | FAL001 | PT 1 FALTICENI | 1702334124027388 | Hexing
2831 | SUCEAVA | SV10 | ZONA SUCEAVA | FALTICENI | FAL008 | PT 8 FALTICENI | 1702334124027401 | Hexing
2832 | SUCEAVA | SV10 | ZONA SUCEAVA | FALTICENI | FAL023 | PT 23 FALTICENI | 1702234122711472 | Hexing
2833 | SUCEAVA | SV10 | ZONA SUCEAVA | FALTICENI | FAL025 | PT 25 FALTICENI | 1702334124027386 | Hexing
2834 | SUCEAVA | SV10 | ZONA SUCEAVA | FALTICENI | FAL026 | PT 26 FALTICENI | 1702334124027387 | Hexing
2835 | SUCEAVA | SV10 | ZONA SUCEAVA | FALTICENI | FAL032 | PT 32 FALTICENI | 1702334124027395 | Hexing
2836 | SUCEAVA | SV10 | ZONA SUCEAVA | FALTICENI | FAL040 | PT 40 FALTICENI | 1702234122711474 | Hexing
2837 | SUCEAVA | SV10 | ZONA SUCEAVA | FALTICENI | FAL041 | PT 41 FALTICENI | 1702334124027348 | Hexing
2838 | SUCEAVA | SV10 | ZONA SUCEAVA | FALTICENI | FAL043 | PT 43 FALTICENI | 1702334124027350 | Hexing
2839 | SUCEAVA | SV10 | ZONA SUCEAVA | FALTICENI | FAL066 | PT 66 FALTICENI | 1702334125532488 | Hexing
2840 | SUCEAVA | SV10 | ZONA SUCEAVA | FALTICENI | FAL071 | PT 71 FALTICENI | 1702334124027396 | Hexing
2841 | SUCEAVA | SV10 | ZONA SUCEAVA | FALTICENI | GAIN01 | PT 1 GAINESTI | 1702334124027328 | Hexing
2842 | SUCEAVA | SV10 | ZONA SUCEAVA | FALTICENI | GAIN02 | PT 2 GAINESTI | 1702334124027353 | Hexing
2843 | SUCEAVA | SV10 | ZONA SUCEAVA | FALTICENI | GAIN03 | PT 3 GAINESTI | 1702334124027325 | Hexing
2844 | SUCEAVA | SV10 | ZONA SUCEAVA | FALTICENI | GAIN04 | PT 4 GAINESTI | 1702334124027336 | Hexing
2845 | SUCEAVA | SV10 | ZONA SUCEAVA | FALTICENI | JAHA01 | PT 1 JAHALIA | 1009151000002066 | Enel
2846 | SUCEAVA | SV10 | ZONA SUCEAVA | FALTICENI | MALI01 | PT 1 MALINI | 1702234122711587 | Hexing
2847 | SUCEAVA | SV10 | ZONA SUCEAVA | FALTICENI | MALI02 | PT 2 MALINI | 1702234122711588 | Hexing
2848 | SUCEAVA | SV10 | ZONA SUCEAVA | FALTICENI | MALI03 | PT 3 MALINI | 1702234122711585 | Hexing
2849 | SUCEAVA | SV10 | ZONA SUCEAVA | FALTICENI | MALI05 | PT 5 MALINI | 1702234122711590 | Hexing
2850 | SUCEAVA | SV10 | ZONA SUCEAVA | FALTICENI | MALI07 | PT 7 MALINI | 1702234122711586 | Hexing
2851 | SUCEAVA | SV10 | ZONA SUCEAVA | FALTICENI | PLPB02 | PT 2 PLOPI | 1702434125895596 | Hexing
2852 | SUCEAVA | SV10 | ZONA SUCEAVA | FALTICENI | PRAE01 | PT 1 PIRAIE | 1702234122711531 | Hexing
2853 | SUCEAVA | SV10 | ZONA SUCEAVA | FALTICENI | PRAE02 | PT 2 PIRAIE | 1702334124027347 | Hexing
2854 | SUCEAVA | SV10 | ZONA SUCEAVA | FALTICENI | PRAE03 | PT 3 PIRAIE | 1702234122711532 | Hexing
2855 | SUCEAVA | SV10 | ZONA SUCEAVA | FALTICENI | PRAE04 | PT 4 PIRAIE | 1702234122711476 | Hexing
2856 | SUCEAVA | SV10 | ZONA SUCEAVA | FALTICENI | RISC02 | PT 2 RISCA | 1702334124027335 | Hexing
2857 | SUCEAVA | SV10 | ZONA SUCEAVA | FALTICENI | ROTO01 | PT 1 ROTOPANESTI | 1702234122711471 | Hexing
2858 | SUCEAVA | SV10 | ZONA SUCEAVA | FALTICENI | ROTO02 | PT 2 ROTOPANESTI | 1702334124027400 | Hexing
2859 | SUCEAVA | SV10 | ZONA SUCEAVA | FALTICENI | RSRI01 | PT 1 ROSIORI | 1702334124027332 | Hexing
2860 | SUCEAVA | SV10 | ZONA SUCEAVA | FALTICENI | RSRI03 | PTA 3 ROSIORI | 1702334124027334 | Hexing
2861 | SUCEAVA | SV10 | ZONA SUCEAVA | FALTICENI | SASN01 | PT 1 SASCA NOUA | 1702234122711466 | Hexing
2862 | SUCEAVA | SV10 | ZONA SUCEAVA | FALTICENI | SLAS01 | PT 1 SLATIOARA | 1702334124027385 | Hexing
2863 | SUCEAVA | SV10 | ZONA SUCEAVA | FALTICENI | SLAS02 | PT 2 SLATIOARA | 1702334124027331 | Hexing
2864 | SUCEAVA | SV10 | ZONA SUCEAVA | FALTICENI | SLAT02 | PT 2 SLATINA | 1702434125895666 | Hexing
2865 | SUCEAVA | SV10 | ZONA SUCEAVA | FALTICENI | SPAT01 | PT 1 SPATARESTI | 1702334125532483 | Hexing
2866 | SUCEAVA | SV10 | ZONA SUCEAVA | FALTICENI | SPAT02 | PT 2 SPATARESTI | 1702434125895613 | Hexing
2867 | SUCEAVA | SV10 | ZONA SUCEAVA | FALTICENI | SPAT03 | PT 3 SPATARESTI | 1702434125895620 | Hexing
2868 | SUCEAVA | SV10 | ZONA SUCEAVA | FALTICENI | SUHS01 | PT 1 SUHA | 1702234122711536 | Hexing
2869 | SUCEAVA | SV10 | ZONA SUCEAVA | FALTICENI | SUHS02 | PT 2 SUHA | 1702234122711535 | Hexing
2870 | SUCEAVA | SV10 | ZONA SUCEAVA | FALTICENI | SUHS03 | PT 3 SUHA | 1702234122711589 | Hexing
2871 | SUCEAVA | SV10 | ZONA SUCEAVA | FALTICENI | VADU02 | PT 2 VADU MOLDOVEI | 1702334124027341 | Hexing
2872 | SUCEAVA | SV10 | ZONA SUCEAVA | FALTICENI | VADU03 | PTA 3 VADU MOLDOVEI | 1702434125895648 | Hexing
2873 | SUCEAVA | SV10 | ZONA SUCEAVA | FALTICENI | VADU04 | PTA 4 VADU MOLDOVEI | 1702434125895622 | Hexing
2874 | SUCEAVA | SV10 | ZONA SUCEAVA | FALTICENI | VLNI03 | PT 3 VALENI | 1702334124027330 | Hexing
2875 | SUCEAVA | SV10 | ZONA SUCEAVA | FALTICENI | VLNI05 | PT 5 VALENI | 1702334124027389 | Hexing
2876 | SUCEAVA | SV10 | ZONA SUCEAVA | FALTICENI | VLNI06 | PT 6 VALENI | 1702334124027333 | Hexing
2877 | SUCEAVA | SV10 | ZONA SUCEAVA | FALTICENI | VLNI16 | PTA 16 VALENI | 1702334125532490 | Hexing
2878 | SUCEAVA | SV10 | ZONA SUCEAVA | ITCANI | ADAN01 | PT 1 ADINCATA | 1702334123717813 | Hexing
2879 | SUCEAVA | SV10 | ZONA SUCEAVA | ITCANI | ADAN02 | PT 2 ADINCATA | 1702334123717809 | Hexing
2880 | SUCEAVA | SV10 | ZONA SUCEAVA | ITCANI | CALU01 | PT 1 CALUGARENI | 1702334123717812 | Hexing
2881 | SUCEAVA | SV10 | ZONA SUCEAVA | ITCANI | CALU02 | PT 2 CALUGARENI | 1702334124027361 | Hexing
2882 | SUCEAVA | SV10 | ZONA SUCEAVA | ITCANI | DRME01 | PT 1 DRAGOMIRNA | 1702234122645922 | Hexing
2883 | SUCEAVA | SV10 | ZONA SUCEAVA | ITCANI | DRME02 | PT 2 DRAGOMIRNA | 1702334124027343 | Hexing
2884 | SUCEAVA | SV10 | ZONA SUCEAVA | ITCANI | SCHA01 | PT 1 SCHEIA | 1702234122645902 | Hexing
2885 | SUCEAVA | SV10 | ZONA SUCEAVA | ITCANI | SCHA03 | PT 3 SCHEIA | 1702234122646090 | Hexing
2886 | SUCEAVA | SV10 | ZONA SUCEAVA | ITCANI | SCHA04 | PT 4 SCHEIA | 1702234122645899 | Hexing
2887 | SUCEAVA | SV10 | ZONA SUCEAVA | ITCANI | SCHA06 | PT 6 SCHEIA | 1702334123978777 | Hexing
2888 | SUCEAVA | SV10 | ZONA SUCEAVA | ITCANI | SCHA11 | PT 11 SCHEIA | 1702234122711508 | Hexing
2889 | SUCEAVA | SV10 | ZONA SUCEAVA | ITCANI | SV0007 | PT 7 SUCEAVA | 1702234122645969 | Hexing
2890 | SUCEAVA | SV10 | ZONA SUCEAVA | ITCANI | SV0008 | PT 8 SUCEAVA | 1702334124027364 | Hexing
2891 | SUCEAVA | SV10 | ZONA SUCEAVA | ITCANI | SV0017 | PT 17 SUCEAVA | 1702334124027355 | Hexing
2892 | SUCEAVA | SV10 | ZONA SUCEAVA | ITCANI | SV0021 | PT 21 SUCEAVA | 1702234122645972 | Hexing
2893 | SUCEAVA | SV10 | ZONA SUCEAVA | ITCANI | SV0030 | PT 30 SUCEAVA | 1702334124027358 | Hexing
2894 | SUCEAVA | SV10 | ZONA SUCEAVA | ITCANI | SV0031 | PT 31 SUCEAVA | 1702334124027376 | Hexing
2895 | SUCEAVA | SV10 | ZONA SUCEAVA | ITCANI | SV0033 | PT 33 SUCEAVA | 1702234122645938 | Hexing
2896 | SUCEAVA | SV10 | ZONA SUCEAVA | ITCANI | SV0034 | PT 34 SUCEAVA | 1702334124027369 | Hexing
2897 | SUCEAVA | SV10 | ZONA SUCEAVA | ITCANI | SV0045 | PT 45 SUCEAVA | 1702334124027362 | Hexing
2898 | SUCEAVA | SV10 | ZONA SUCEAVA | ITCANI | SV0055 | PT 55 SUCEAVA | 1702334124027363 | Hexing
2899 | SUCEAVA | SV10 | ZONA SUCEAVA | ITCANI | SV0057 | PT 57 SUCEAVA | 1702234122645939 | Hexing
2900 | SUCEAVA | SV10 | ZONA SUCEAVA | ITCANI | SV0060 | PT 60 SUCEAVA | 1702234122645935 | Hexing
2901 | SUCEAVA | SV10 | ZONA SUCEAVA | ITCANI | SV0060 | PT 60 SUCEAVA | 1702234122645936 | Hexing
2902 | SUCEAVA | SV10 | ZONA SUCEAVA | ITCANI | SV0076 | PT 76 SUCEAVA | 1702334123978793 | Hexing
2903 | SUCEAVA | SV10 | ZONA SUCEAVA | ITCANI | SV0107 | PT 107 SUCEAVA | 1702234122645933 | Hexing
2904 | SUCEAVA | SV10 | ZONA SUCEAVA | ITCANI | SV0108 | PT 108 SUCEAVA | 1702334123978792 | Hexing
2905 | SUCEAVA | SV10 | ZONA SUCEAVA | ITCANI | SV0126 | PT 126 SUCEAVA | 1702434125895599 | Hexing
2906 | SUCEAVA | SV10 | ZONA SUCEAVA | ITCANI | SV0158 | PT 158 SUCEAVA | 1702234122645910 | Hexing
2907 | SUCEAVA | SV10 | ZONA SUCEAVA | ITCANI | SV0168 | PT 168 SUCEAVA | 1702234122645971 | Hexing
2908 | SUCEAVA | SV10 | ZONA SUCEAVA | ITCANI | SV0169 | PT 169 SUCEAVA | 1702234122645914 | Hexing
2909 | SUCEAVA | SV10 | ZONA SUCEAVA | ITCANI | SV0223 | PT 223 SUCEAVA | 1702334123978795 | Hexing
2910 | SUCEAVA | SV10 | ZONA SUCEAVA | ITCANI | SV0242 | PT 242 SUCEAVA | 1702234122645932 | Hexing
2911 | SUCEAVA | SV10 | ZONA SUCEAVA | ITCANI | SV0362 | PT 362 SUCEAVA | 1702234122645913 | Hexing
2912 | SUCEAVA | SV10 | ZONA SUCEAVA | MIRAUTI | SV0003 | PT 3 SUCEAVA | 1702234122711573 | Hexing
2913 | SUCEAVA | SV10 | ZONA SUCEAVA | MIRAUTI | SV0004 | PT 4 SUCEAVA | 1702234122711577 | Hexing
2914 | SUCEAVA | SV10 | ZONA SUCEAVA | MIRAUTI | SV0006 | PT 6 SUCEAVA | 1702334123717816 | Hexing
2915 | SUCEAVA | SV10 | ZONA SUCEAVA | MIRAUTI | SV0018 | PT 18 SUCEAVA | 1702334124027357 | Hexing
2916 | SUCEAVA | SV10 | ZONA SUCEAVA | MIRAUTI | SV0025 | PT 25 SUCEAVA | 1702234122645965 | Hexing
2917 | SUCEAVA | SV10 | ZONA SUCEAVA | MIRAUTI | SV0035 | PT 35 SUCEAVA | 1702234123505880 | Hexing
2918 | SUCEAVA | SV10 | ZONA SUCEAVA | MIRAUTI | SV0038 | PT 38 SUCEAVA | 1702234122645981 | Hexing
2919 | SUCEAVA | SV10 | ZONA SUCEAVA | MIRAUTI | SV0041 | PT 41 SUCEAVA | 1702334124027375 | Hexing
2920 | SUCEAVA | SV10 | ZONA SUCEAVA | MIRAUTI | SV0050 | PT 50 SUCEAVA | 1702234123505879 | Hexing
2921 | SUCEAVA | SV10 | ZONA SUCEAVA | MIRAUTI | SV0066 | PT 66 SUCEAVA | 1702234122711574 | Hexing
2922 | SUCEAVA | SV10 | ZONA SUCEAVA | MIRAUTI | SV0072 | PT 72 SUCEAVA | 1702234122645954 | Hexing
2923 | SUCEAVA | SV10 | ZONA SUCEAVA | MIRAUTI | SV0081 | PT 81 SUCEAVA | 1702234122645968 | Hexing
2924 | SUCEAVA | SV10 | ZONA SUCEAVA | MIRAUTI | SV0085 | PT 85 SUCEAVA | 1702234122645979 | Hexing
2925 | SUCEAVA | SV10 | ZONA SUCEAVA | MIRAUTI | SV0085 | PT 85 SUCEAVA | 1702234122645976 | Hexing
2926 | SUCEAVA | SV10 | ZONA SUCEAVA | MIRAUTI | SV0089 | PT 89 SUCEAVA | 1702234122645978 | Hexing
2927 | SUCEAVA | SV10 | ZONA SUCEAVA | MIRAUTI | SV0130 | PT 130 SUCEAVA | 1702234122645955 | Hexing
2928 | SUCEAVA | SV10 | ZONA SUCEAVA | MIRAUTI | SV0177 | PT 177 SUCEAVA | 1702234122645953 | Hexing
2929 | SUCEAVA | SV10 | ZONA SUCEAVA | MIRAUTI | SV0253 | PT 253 SUCEAVA | 1702234122645886 | Hexing
2930 | SUCEAVA | SV10 | ZONA SUCEAVA | MIRAUTI | SV0279 | PT 279 SUCEAVA | 1702334123978776 | Hexing
2931 | SUCEAVA | SV10 | ZONA SUCEAVA | MIRAUTI | SV0285 | PT 285 SUCEAVA | 1702234122711512 | Hexing
2932 | SUCEAVA | SV10 | ZONA SUCEAVA | MIRAUTI | SV0315 | PT 315 SUCEAVA | 1702234122645980 | Hexing
2933 | SUCEAVA | SV10 | ZONA SUCEAVA | MIRAUTI | SV0395 | PTAB 395 SUCEAVA | 1702334123978802 | Hexing
2934 | SUCEAVA | SV10 | ZONA SUCEAVA | MIRAUTI | SV0395 | PTAB 395 SUCEAVA | 1702334123978801 | Hexing
2935 | SUCEAVA | SV10 | ZONA SUCEAVA | MIRAUTI | SV0415 | PT 415 SUCEAVA | 1702334123978781 | Hexing
2936 | SUCEAVA | SV10 | ZONA SUCEAVA | MIRAUTI | SV0415 | PT 415 SUCEAVA | 1702334123978783 | Hexing
2937 | SUCEAVA | SV10 | ZONA SUCEAVA | MIRAUTI | SV0422 | PTAV 422 SUCEAVA | 1702334123717819 | Hexing
2938 | SUCEAVA | SV10 | ZONA SUCEAVA | MIRAUTI | SV0422 | PTAV 422 SUCEAVA | 1702334123717815 | Hexing
2939 | SUCEAVA | SV10 | ZONA SUCEAVA | PAL | DOLH02 | PT 2 DOLHASCA | 1702234122711470 | Hexing
2940 | SUCEAVA | SV10 | ZONA SUCEAVA | PAL | DOLH09 | PT 9 DOLHASCA | 1702234122711465 | Hexing
2941 | SUCEAVA | SV10 | ZONA SUCEAVA | PAL | FAL003 | PT 3 FALTICENI | 1702334124027345 | Hexing
2942 | SUCEAVA | SV10 | ZONA SUCEAVA | PAL | FAL007 | PTAV 7 FALTICENI | 1702434125895597 | Hexing
2943 | SUCEAVA | SV10 | ZONA SUCEAVA | PAL | FAL009 | PT 9 FALTICENI | 1702334124027354 | Hexing
2944 | SUCEAVA | SV10 | ZONA SUCEAVA | PAL | FAL024 | PT 24 FALTICENI | 1702334124027352 | Hexing
2945 | SUCEAVA | SV10 | ZONA SUCEAVA | PAL | FAL027 | PT 27 FALTICENI | 1702334124027403 | Hexing
2946 | SUCEAVA | SV10 | ZONA SUCEAVA | PAL | FAL061 | PT 61 FALTICENI | 1702334124027402 | Hexing
2947 | SUCEAVA | SV10 | ZONA SUCEAVA | PAL | FAL077 | PT 77 FALTICENI | 1702334124027397 | Hexing
2948 | SUCEAVA | SV10 | ZONA SUCEAVA | RADIATOARE | SV0100 | PT 100 SUCEAVA | 1702334124027368 | Hexing
2949 | SUCEAVA | SV10 | ZONA SUCEAVA | RADIATOARE | SV0147 | PT 147 SUCEAVA | 1702234122711593 | Hexing
2950 | SUCEAVA | SV10 | ZONA SUCEAVA | RULMENTUL | SV0013 | PT 13 SUCEAVA | 1702234122645898 | Hexing
2951 | SUCEAVA | SV10 | ZONA SUCEAVA | RULMENTUL | SV0084 | PT 84 SUCEAVA | 1702234122645967 | Hexing
2952 | SUCEAVA | SV10 | ZONA SUCEAVA | RULMENTUL | SV0152 | PT 152 SUCEAVA | 1702234122645928 | Hexing
2953 | SUCEAVA | SV10 | ZONA SUCEAVA | RULMENTUL | SV0263 | PT 263 SUCEAVA | 1702234122645900 | Hexing
2954 | SUCEAVA | SV10 | ZONA SUCEAVA | SOLCA | ARBO13 | PT 13 ARBORE | 1702334124027405 | Hexing
2955 | SUCEAVA | SV10 | ZONA SUCEAVA | SOLCA | CASV01 | PT 1 CASVANA | 1702234122711488 | Hexing
2956 | SUCEAVA | SV10 | ZONA SUCEAVA | SOLCA | CASV02 | PT 2 CASVANA | 1702434126588407 | Hexing
2957 | SUCEAVA | SV10 | ZONA SUCEAVA | SOLCA | CASV03 | PT 3 CASVANA | 1702434126588406 | Hexing
2958 | SUCEAVA | SV10 | ZONA SUCEAVA | SOLCA | CASV04 | PT 4 CASVANA | 1702234123505861 | Hexing
2959 | SUCEAVA | SV10 | ZONA SUCEAVA | SOLCA | CASV05 | PT 5 CASVANA | 1702434126588411 | Hexing
2960 | SUCEAVA | SV10 | ZONA SUCEAVA | SOLCA | CASV07 | PT 7 CASVANA | 1702234122711485 | Hexing
2961 | SUCEAVA | SV10 | ZONA SUCEAVA | SOLCA | SOL001 | PT 1 SOLCA | 1702434126588409 | Hexing
2962 | SUCEAVA | SV10 | ZONA SUCEAVA | SOLCA | SOL006 | PT 6 SOLCA | 1702434126588410 | Hexing
2963 | SUCEAVA | SV10 | ZONA SUCEAVA | SOLCA | SOL012 | PT 12 SOLCA | 1702434126588408 | Hexing
2964 | SUCEAVA | SV10 | ZONA SUCEAVA | SUCEAVA | CUMP01 | PT 1 CUMPARATURA | 1702234122645927 | Hexing
2965 | SUCEAVA | SV10 | ZONA SUCEAVA | SUCEAVA | CUMP04 | PT 4 CUMPARATURA | 1702234122645925 | Hexing
2966 | SUCEAVA | SV10 | ZONA SUCEAVA | SUCEAVA | FRMA01 | PT 1 FRUMOASA | 1702234122645905 | Hexing
2967 | SUCEAVA | SV10 | ZONA SUCEAVA | SUCEAVA | FRMA04 | PT 4 FRUMOASA | 1702234122645907 | Hexing
2968 | SUCEAVA | SV10 | ZONA SUCEAVA | SUCEAVA | FRMA05 | PT 5 FRUMOASA | 1702234122645904 | Hexing
2969 | SUCEAVA | SV10 | ZONA SUCEAVA | SUCEAVA | FRMA06 | PT 6 FRUMOASA | 1702234122645908 | Hexing
2970 | SUCEAVA | SV10 | ZONA SUCEAVA | SUCEAVA | IPOT02 | PT 2 IPOTESTI | 1702334124027379 | Hexing
2971 | SUCEAVA | SV10 | ZONA SUCEAVA | SUCEAVA | IPOT04 | PT 4 IPOTESTI | 1702334124027381 | Hexing
2972 | SUCEAVA | SV10 | ZONA SUCEAVA | SUCEAVA | IPOT07 | PT 7 IPOTESTI | 1702334123978812 | Hexing
2973 | SUCEAVA | SV10 | ZONA SUCEAVA | SUCEAVA | IPOT10 | PTA 10 IPOTESTI | 1702334123978814 | Hexing
2974 | SUCEAVA | SV10 | ZONA SUCEAVA | SUCEAVA | IPOT10 | PTA 10 IPOTESTI | 1702334123978813 | Hexing
2975 | SUCEAVA | SV10 | ZONA SUCEAVA | SUCEAVA | IPOT14 | PTA 14 IPOTESTI | 1702334124027380 | Hexing
2976 | SUCEAVA | SV10 | ZONA SUCEAVA | SUCEAVA | IPOT17 | PT 17 IPOTESTI | 1702334123978809 | Hexing
2977 | SUCEAVA | SV10 | ZONA SUCEAVA | SUCEAVA | IPOT18 | PT 18 IPOTESTI | 1702334123978800 | Hexing
2978 | SUCEAVA | SV10 | ZONA SUCEAVA | SUCEAVA | IPOT19 | PTAV 19 IPOTESTI | 1702334123978811 | Hexing
2979 | SUCEAVA | SV10 | ZONA SUCEAVA | SUCEAVA | IPOT19 | PTAV 19 IPOTESTI | 1702334123978810 | Hexing
2980 | SUCEAVA | SV10 | ZONA SUCEAVA | SUCEAVA | LISA01 | PT 1 LISAURA | 1702334124027391 | Hexing
2981 | SUCEAVA | SV10 | ZONA SUCEAVA | SUCEAVA | LISA02 | PT 2 LISAURA | 1702334124027366 | Hexing
2982 | SUCEAVA | SV10 | ZONA SUCEAVA | SUCEAVA | LISA03 | PT 3 LISAURA | 1702434125895631 | Hexing
2983 | SUCEAVA | SV10 | ZONA SUCEAVA | SUCEAVA | LITE02 | PT 2 LITENI | 1702234122645923 | Hexing
2984 | SUCEAVA | SV10 | ZONA SUCEAVA | SUCEAVA | LITE03 | PT 3 LITENI | 1702234122645926 | Hexing
2985 | SUCEAVA | SV10 | ZONA SUCEAVA | SUCEAVA | LITE04 | PT 4 LITENI | 1702234123505877 | Hexing
2986 | SUCEAVA | SV10 | ZONA SUCEAVA | SUCEAVA | LITE11 | PT 11 LITENI | 1702434125895594 | Hexing
2987 | SUCEAVA | SV10 | ZONA SUCEAVA | SUCEAVA | MOAR01 | PT 1 MOARA | 1702334124027340 | Hexing
2988 | SUCEAVA | SV10 | ZONA SUCEAVA | SUCEAVA | MOAR02 | PT 2 MOARA | 1702234122645919 | Hexing
2989 | SUCEAVA | SV10 | ZONA SUCEAVA | SUCEAVA | MOAR03 | PT 3 MOARA | 1702234122645921 | Hexing
2990 | SUCEAVA | SV10 | ZONA SUCEAVA | SUCEAVA | MOAR05 | PT 5 MOARA | 1702234122645920 | Hexing
2991 | SUCEAVA | SV10 | ZONA SUCEAVA | SUCEAVA | MOAR06 | PT 6 MOARA | 1702234122645896 | Hexing
2992 | SUCEAVA | SV10 | ZONA SUCEAVA | SUCEAVA | MOAR07 | PT 7 MOARA | 1702234122645894 | Hexing
2993 | SUCEAVA | SV10 | ZONA SUCEAVA | SUCEAVA | MOAR08 | PT 8 MOARA | 1702334124027372 | Hexing
2994 | SUCEAVA | SV10 | ZONA SUCEAVA | SUCEAVA | MOAR09 | PT 9 MOARA | 1702234122645916 | Hexing
2995 | SUCEAVA | SV10 | ZONA SUCEAVA | SUCEAVA | MOAR10 | PT 10 MOARA | 1702234122645892 | Hexing
2996 | SUCEAVA | SV10 | ZONA SUCEAVA | SUCEAVA | MOAR11 | PT 11 MOARA | 1702234122645893 | Hexing
2997 | SUCEAVA | SV10 | ZONA SUCEAVA | SUCEAVA | MOAR12 | PT 12 MOARA | 1702234122645897 | Hexing
2998 | SUCEAVA | SV10 | ZONA SUCEAVA | SUCEAVA | MOAR15 | PT 15 MOARA | 1702234123505887 | Hexing
2999 | SUCEAVA | SV10 | ZONA SUCEAVA | SUCEAVA | MOAR16 | PT 16 MOARA | 1702234122645918 | Hexing
3000 | SUCEAVA | SV10 | ZONA SUCEAVA | SUCEAVA | SFIN01 | PT 1 SF ILIE VECHI | 1702234123505886 | Hexing
3001 | SUCEAVA | SV10 | ZONA SUCEAVA | SUCEAVA | SFIN02 | PT 2 SF ILIE VECHI | 1702234123505888 | Hexing
3002 | SUCEAVA | SV10 | ZONA SUCEAVA | SUCEAVA | SFIN03 | PT 3 SF ILIE VECHI | 1702234123505885 | Hexing
3003 | SUCEAVA | SV10 | ZONA SUCEAVA | SUCEAVA | SFIN04 | PTAB 4 SF ILIE | 1702234122645941 | Hexing
3004 | SUCEAVA | SV10 | ZONA SUCEAVA | SUCEAVA | SFIN05 | PT 5 SFANTU ILIE SCHEIA JUD SUCEAVA | 1702234123505883 | Hexing
3005 | SUCEAVA | SV10 | ZONA SUCEAVA | SUCEAVA | SFIN06 | PT6 SFANTU ILIE | 1702234123505889 | Hexing
3006 | SUCEAVA | SV10 | ZONA SUCEAVA | SUCEAVA | SFIN10 | PT10 SF ILIE VECHI | 1702234122645890 | Hexing
3007 | SUCEAVA | SV10 | ZONA SUCEAVA | SUCEAVA | SFIN11 | PT11 SFANTU ILIE | 1702234122645906 | Hexing
3008 | SUCEAVA | SV10 | ZONA SUCEAVA | SUCEAVA | SFIN14 | PTAV 14 SFANTU ILIE | 1702234122711550 | Hexing
3009 | SUCEAVA | SV10 | ZONA SUCEAVA | SUCEAVA | SFIN15 | PT 15 SF ILIE | 1702334124027344 | Hexing
3010 | SUCEAVA | SV10 | ZONA SUCEAVA | SUCEAVA | SV0019 | PT 19 SUCEAVA | 1702234122711509 | Hexing
3011 | SUCEAVA | SV10 | ZONA SUCEAVA | SUCEAVA | SV0061 | PT 61 SUCEAVA | 1702334123978806 | Hexing
3012 | SUCEAVA | SV10 | ZONA SUCEAVA | SUCEAVA | SV0063 | PT 63 SUCEAVA | 1702234122711511 | Hexing
3013 | SUCEAVA | SV10 | ZONA SUCEAVA | SUCEAVA | SV0067 | PT 67 SUCEAVA | 1702234122645915 | Hexing
3014 | SUCEAVA | SV10 | ZONA SUCEAVA | SUCEAVA | SV0077 | PT 77 SUCEAVA | 1702334124027365 | Hexing
3015 | SUCEAVA | SV10 | ZONA SUCEAVA | SUCEAVA | SV0082 | PT 82 SUCEAVA | 1702234122645973 | Hexing
3016 | SUCEAVA | SV10 | ZONA SUCEAVA | SUCEAVA | SV0135 | PT 135 SUCEAVA | 1702334123978794 | Hexing
3017 | SUCEAVA | SV10 | ZONA SUCEAVA | SUCEAVA | SV0141 | PT 141 SUCEAVA | 1702234122645903 | Hexing
3018 | SUCEAVA | SV10 | ZONA SUCEAVA | SUCEAVA | SV0144 | PT 144 SUCEAVA | 1702234122645901 | Hexing
3019 | SUCEAVA | SV10 | ZONA SUCEAVA | SUCEAVA | SV0190 | PT 190 SUCEAVA | 1702234122711507 | Hexing
3020 | SUCEAVA | SV10 | ZONA SUCEAVA | SUCEAVA | SV0195 | PT 195 SUCEAVA | 1702234122645974 | Hexing
3021 | SUCEAVA | SV10 | ZONA SUCEAVA | SUCEAVA | SV0196 | PT 196 SUCEAVA | 1702234122711479 | Hexing
3022 | SUCEAVA | SV10 | ZONA SUCEAVA | SUCEAVA | SV0292 | PT 292 SUCEAVA | 1702334123978796 | Hexing
3023 | SUCEAVA | SV10 | ZONA SUCEAVA | SUCEAVA | SV0295 | PT 295 SUCEAVA | 1702234123505881 | Hexing
3024 | SUCEAVA | SV10 | ZONA SUCEAVA | SUCEAVA | SV0295 | PT 295 SUCEAVA | 1702234123505882 | Hexing
3025 | SUCEAVA | SV10 | ZONA SUCEAVA | SUCEAVA | SV0306 | PT 306 SUCEAVA | 1702234122645929 | Hexing
3026 | SUCEAVA | SV10 | ZONA SUCEAVA | SUCEAVA | SV0307 | PT 307 SUCEAVA | 1702234122645930 | Hexing
3027 | SUCEAVA | SV10 | ZONA SUCEAVA | SUCEAVA | SV0313 | PT 313 SUCEAVA (SIMINIUC MARIAN) | 1702234122711510 | Hexing
3028 | SUCEAVA | SV10 | ZONA SUCEAVA | SUCEAVA | SV0350 | PT 350 SUCEAVA | 1702334124027371 | Hexing
3029 | SUCEAVA | SV10 | ZONA SUCEAVA | SUCEAVA | SV0389 | PTAV 389 SUCEAVA | 1702234122645945 | Hexing
3030 | SUCEAVA | SV10 | ZONA SUCEAVA | SUCEAVA | SV0389 | PTAV 389 SUCEAVA | 1702234122645940 | Hexing
3031 | SUCEAVA | SV10 | ZONA SUCEAVA | SUCEAVA | SV0391 | PT 391 SUCEAVA | 1702334123978797 | Hexing
3032 | SUCEAVA | SV10 | ZONA SUCEAVA | SUCEAVA | SV0408 | PTA 408 SUCEAVA | 1702334123978778 | Hexing
3033 | SUCEAVA | SV10 | ZONA SUCEAVA | SUCEAVA | TIST01 | PT 1 TISAUTI | 1702334124027383 | Hexing
3034 | SUCEAVA | SV10 | ZONA SUCEAVA | SUCEAVA | TIST02 | PT 2 TISAUTI | 1702334124027384 | Hexing
3035 | SUCEAVA | SV10 | ZONA SUCEAVA | SUCEAVA | TIST03 | PT 3 TISAUTI | 1702334123978815 | Hexing
3036 | SUCEAVA | SV10 | ZONA SUCEAVA | SUCEAVA | TREI01 | PT 1 TREI MOVILE | 1702234122645909 | Hexing
3037 | SUCEAVA | SV10 | ZONA SUCEAVA | TRICOTAJE | SV0002 | PT 2 SUCEAVA | 1702234122645889 | Hexing
3038 | SUCEAVA | SV10 | ZONA SUCEAVA | TRICOTAJE | SV0002 | PT 2 SUCEAVA | 1702234122645887 | Hexing
3039 | SUCEAVA | SV10 | ZONA SUCEAVA | TRICOTAJE | SV0005 | PT 5 SUCEAVA | 1702334123978808 | Hexing
3040 | SUCEAVA | SV10 | ZONA SUCEAVA | TRICOTAJE | SV0005 | PT 5 SUCEAVA | 1702334123978805 | Hexing
3041 | SUCEAVA | SV10 | ZONA SUCEAVA | TRICOTAJE | SV0029 | PT 29 SUCEAVA | 1702434125895634 | Hexing
3042 | SUCEAVA | SV10 | ZONA SUCEAVA | TRICOTAJE | SV0039 | PT 39 SUCEAVA | 1702234122645975 | Hexing
3043 | SUCEAVA | SV10 | ZONA SUCEAVA | TRICOTAJE | SV0043 | PT 43 SUCEAVA | 1702234122645888 | Hexing
3044 | SUCEAVA | SV10 | ZONA SUCEAVA | TRICOTAJE | SV0065 | PT 65 SUCEAVA | 1702234123505884 | Hexing
3045 | SUCEAVA | SV10 | ZONA SUCEAVA | TRICOTAJE | SV0075 | PT 75 SUCEAVA | 1702234122645934 | Hexing
3046 | SUCEAVA | SV10 | ZONA SUCEAVA | TRICOTAJE | SV0075 | PT 75 SUCEAVA | 1702234122645937 | Hexing
3047 | SUCEAVA | SV10 | ZONA SUCEAVA | TRICOTAJE | SV0097 | PT 97 SUCEAVA | 1009141000001192 | Enel
3048 | SUCEAVA | SV10 | ZONA SUCEAVA | TRICOTAJE | SV0104 | PT 104 SUCEAVA | 1702234122645977 | Hexing
3049 | SUCEAVA | SV10 | ZONA SUCEAVA | TRICOTAJE | SV0113 | PT 113 SUCEAVA | 1702234123505874 | Hexing
3050 | SUCEAVA | SV10 | ZONA SUCEAVA | TRICOTAJE | SV0115 | PT 115 SUCEAVA | 1702334123978807 | Hexing
3051 | SUCEAVA | SV10 | ZONA SUCEAVA | TRICOTAJE | SV0140 | PT 140 SUCEAVA | 1702234122645964 | Hexing
3052 | SUCEAVA | SV10 | ZONA SUCEAVA | TRICOTAJE | SV0140 | PT 140 SUCEAVA | 1702234122645966 | Hexing
3053 | SUCEAVA | SV10 | ZONA SUCEAVA | TRICOTAJE | SV0149 | PT 149 SUCEAVA | 1702234122645957 | Hexing
3054 | SUCEAVA | SV10 | ZONA SUCEAVA | TRICOTAJE | SV0321 | PT 321 SUCEAVA | 1702234122645943 | Hexing
3055 | SUCEAVA | SV10 | ZONA SUCEAVA | TRICOTAJE | SV0399 | PT 399 SUCEAVA | 1702334123978780 | Hexing
3056 | SUCEAVA | SV10 | ZONA SUCEAVA | TRICOTAJE | SV0401 | PT 401 SUCEAVA | 1702334123978782 | Hexing
3057 | SUCEAVA | SV10 | ZONA SUCEAVA | VERESTI | DMBR01 | PT 1 DUMBRAVENI | 1702334123978786 | Hexing
3058 | SUCEAVA | SV10 | ZONA SUCEAVA | VERESTI | DMBR02 | PT 2 DUMBRAVENI | 1702334123978790 | Hexing
3059 | SUCEAVA | SV10 | ZONA SUCEAVA | VERESTI | DMBR03 | PT 3 DUMBRAVENI | 1702334123717811 | Hexing
3060 | SUCEAVA | SV10 | ZONA SUCEAVA | VERESTI | DMBR05 | PT 5 DUMBRAVENI | 1702334123978789 | Hexing
3061 | SUCEAVA | SV10 | ZONA SUCEAVA | VERESTI | DMBR06 | PT 6 DUMBRAVENI | 1702334123717808 | Hexing
3062 | SUCEAVA | SV10 | ZONA SUCEAVA | VERESTI | DMBR07 | PT 7 DUMBRAVENI | 1702334124027360 | Hexing
3063 | SUCEAVA | SV10 | ZONA SUCEAVA | VERESTI | DMBR08 | PT 8 DUMBRAVENI | 1702334123717810 | Hexing
3064 | SUCEAVA | SV10 | ZONA SUCEAVA | VERESTI | DMBR10 | PT 10 DUMBRAVENI | 1702334124027356 | Hexing
3065 | SUCEAVA | SV10 | ZONA SUCEAVA | VERESTI | DMBR11 | PT 11 DUMBRAVENI | 1702334123717817 | Hexing
3066 | SUCEAVA | SV10 | ZONA SUCEAVA | VERESTI | DMBR13 | PT 13 DUMBRAVENI | 1702334123978788 | Hexing
3067 | SUCEAVA | SV10 | ZONA SUCEAVA | VERESTI | DMBR18 | PT 18 DUMBRAVENI | 1702334123717814 | Hexing
3068 | SUCEAVA | SV10 | ZONA SUCEAVA | VERESTI | DMBR22 | PT 22 DUMBRAVENI | 1702334124027359 | Hexing
3069 | SUCEAVA | SV10 | ZONA SUCEAVA | VERESTI | DMBR28 | PTAV 28 DUMBRAVENI | 1702334124027370 | Hexing
3070 | SUCEAVA | SV10 | ZONA SUCEAVA | VERESTI | DMBR30 | PTAV 30 DUMBRAVENI | 1702334123978775 | Hexing
3071 | SUCEAVA | SV10 | ZONA SUCEAVA | VERESTI | DMBR31 | PTAB 31 DUMBRAVENI | 1702334123978774 | Hexing
3072 | SUCEAVA | SV10 | ZONA SUCEAVA | VERESTI | DMBR32 | PTA 32 DUMBRAVENI | 1702334123978779 | Hexing
3073 | SUCEAVA | SV10 | ZONA SUCEAVA | VERESTI | PLOS01 | PT 1 PLOPENI | 1702234122645952 | Hexing
3074 | SUCEAVA | SV10 | ZONA SUCEAVA | VERESTI | PLOS02 | PT 2 PLOPENI | 1702234122645956 | Hexing
3075 | SUCEAVA | SV10 | ZONA SUCEAVA | VERESTI | PLOS04 | PT 4 PLOPENI | 1702234122645891 | Hexing
3076 | SUCEAVA | SV10 | ZONA SUCEAVA | VERESTI | PLOS05 | PT 5 PLOPENI | 1702234122645931 | Hexing
3077 | SUCEAVA | SV10 | ZONA SUCEAVA | VERESTI | PLOS06 | PT 6 PLOPENI | 1702234122711594 | Hexing
3078 | SUCEAVA | SV10 | ZONA SUCEAVA | VERESTI | PREL01 | PT 1 PRELIPCA | 1702434125895632 | Hexing
3079 | SUCEAVA | SV10 | ZONA SUCEAVA | VERESTI | SALC01 | PT 1 SALCEA | 1702234122711481 | Hexing
3080 | SUCEAVA | SV10 | ZONA SUCEAVA | VERESTI | SALC10 | PT 10 SALCEA | 1702234122711478 | Hexing
3081 | SUCEAVA | SV10 | ZONA SUCEAVA | VERESTI | SALC12 | PT 12 SALCEA | 1702234122711480 | Hexing
3082 | SUCEAVA | SV21 | ZONA HUMOR | FRASIN | BUCS01 | PT 1 BUCSOAIA | 1702234122711543 | Hexing
3083 | SUCEAVA | SV21 | ZONA HUMOR | FRASIN | BUCS02 | PT 2 BUCSOAIA | 1702234122711591 | Hexing
3084 | SUCEAVA | SV21 | ZONA HUMOR | FRASIN | BUCS03 | PT 3 BUCSOAIA | 1702234123505876 | Hexing
3085 | SUCEAVA | SV21 | ZONA HUMOR | FRASIN | BUCS06 | PT 6 BUCSOAIA | 1702234123505878 | Hexing
3086 | SUCEAVA | SV21 | ZONA HUMOR | FRASIN | BUCS11 | PT 11 BUCSOAIA | 1702234122711595 | Hexing
3087 | SUCEAVA | SV21 | ZONA HUMOR | FRASIN | DORT02 | PT 2 DOROTEIA | 1009151000001557 | Enel
3088 | SUCEAVA | SV21 | ZONA HUMOR | FRASIN | DORT03 | PT 3 DOROTEIA | 1009151000001511 | Enel
3089 | SUCEAVA | SV21 | ZONA HUMOR | FRASIN | DORT04 | PT4 DOROTEIA | 1009151000001726 | Enel
3090 | SUCEAVA | SV21 | ZONA HUMOR | FRASIN | FRAS01 | PT 1 FRASIN | 1009151000001428 | Enel
3091 | SUCEAVA | SV21 | ZONA HUMOR | FRASIN | FRAS03 | PT 3 FRASIN | 1009151000001556 | Enel
3092 | SUCEAVA | SV21 | ZONA HUMOR | FRASIN | FRAS04 | PT 4 FRASIN | 1009151000001552 | Enel
3093 | SUCEAVA | SV21 | ZONA HUMOR | FRASIN | FRAS08 | PT 8 FRASIN | 1702234122711575 | Hexing
3094 | SUCEAVA | SV21 | ZONA HUMOR | FRASIN | FRAS09 | PT 9 FRASIN | 1009151000001570 | Enel
3095 | SUCEAVA | SV21 | ZONA HUMOR | FRASIN | FRAS10 | PT 10 FRASIN | 1702234122711547 | Hexing
3096 | SUCEAVA | SV21 | ZONA HUMOR | FRASIN | FRAS14 | PT 14 FRASIN | 1702234122711477 | Hexing
3097 | SUCEAVA | SV21 | ZONA HUMOR | FRASIN | GEME01 | PT 1 GEMENEA | 1009151000001410 | Enel
3098 | SUCEAVA | SV21 | ZONA HUMOR | FRASIN | GEME03 | PT 3 GEMENEA | 1009151000001353 | Enel
3099 | SUCEAVA | SV21 | ZONA HUMOR | FRASIN | GUR023 | PT 23 G HUMORULUI | 1009141000000591 | Enel
3100 | SUCEAVA | SV21 | ZONA HUMOR | FRASIN | GUR027 | PT 27 G HUMORULUI | 1009141000001076 | Enel
3101 | SUCEAVA | SV21 | ZONA HUMOR | FRASIN | GUR028 | PT 28 G HUMORULUI | 1009151000002037 | Enel
3102 | SUCEAVA | SV21 | ZONA HUMOR | FRASIN | GUR029 | PT 29 G HUMORULUI | 1009151000001641 | Enel
3103 | SUCEAVA | SV21 | ZONA HUMOR | FRASIN | GUR030 | PT 30 G HUMORULUI | 1009151000001715 | Enel
3104 | SUCEAVA | SV21 | ZONA HUMOR | FRASIN | GUR037 | PT 37 GURA HUMOR VORONET | 1702234122711498 | Hexing
3105 | SUCEAVA | SV21 | ZONA HUMOR | FRASIN | GUR045 | PTA 45 GURA HUMORULUI | 1009151000002781 | Enel
3106 | SUCEAVA | SV21 | ZONA HUMOR | FRASIN | GUR061 | PT 61 HUMOR | 1702234122711548 | Hexing
3107 | SUCEAVA | SV21 | ZONA HUMOR | FRASIN | MANA01 | PT 1 M REA G HUMORULUI | 1009141000000539 | Enel
3108 | SUCEAVA | SV21 | ZONA HUMOR | FRASIN | MANA02 | PT 2 M REA G HUMORULUI | 1009151000002806 | Enel
3109 | SUCEAVA | SV21 | ZONA HUMOR | FRASIN | MANA03 | PT 3 M REA G HUMORULUI | 1009141000001113 | Enel
3110 | SUCEAVA | SV21 | ZONA HUMOR | FRASIN | MANA04 | PT 4 M REA G HUMORULUI | 1009151000002732 | Enel
3111 | SUCEAVA | SV21 | ZONA HUMOR | FRASIN | MANA05 | PT 5 M REA G HUMORULUI | 1009151000002723 | Enel
3112 | SUCEAVA | SV21 | ZONA HUMOR | FRASIN | MANA06 | PT 6 M REA G HUMORULUI | 1009151000002594 | Enel
3113 | SUCEAVA | SV21 | ZONA HUMOR | FRASIN | MANA07 | PT 7 M REA G HUMORULUI | 1009141000001110 | Enel
3114 | SUCEAVA | SV21 | ZONA HUMOR | FRASIN | MOLI03 | PT 3 MOLID | 1702434126423041 | Hexing
3115 | SUCEAVA | SV21 | ZONA HUMOR | FRASIN | MOLI04 | PT 4 MOLID | 1009151000002204 | Enel
3116 | SUCEAVA | SV21 | ZONA HUMOR | FRASIN | PLEM01 | PT 1 PLESA | 1009151000001724 | Enel
3117 | SUCEAVA | SV21 | ZONA HUMOR | FRASIN | PLUT01 | PT 1 PLUTONITA | 1009151000001714 | Enel
3118 | SUCEAVA | SV21 | ZONA HUMOR | FRASIN | PLUT03 | PT 3 PLUTONITA | 1009151000001699 | Enel
3119 | SUCEAVA | SV21 | ZONA HUMOR | FRASIN | POMC01 | PT 1 P MICULUI | 1009151000002036 | Enel
3120 | SUCEAVA | SV21 | ZONA HUMOR | FRASIN | POMC02 | PT 2 P MICULUI | 1009151000002804 | Enel
3121 | SUCEAVA | SV21 | ZONA HUMOR | FRASIN | POMC03 | PT 3 P MICULUI | 1009151000002205 | Enel
3122 | SUCEAVA | SV21 | ZONA HUMOR | FRASIN | POMC04 | PT 4 P MICULUI | 1009141000001277 | Enel
3123 | SUCEAVA | SV21 | ZONA HUMOR | FRASIN | SLTR01 | PT 1 SALATRUC | 1009151000002186 | Enel
3124 | SUCEAVA | SV21 | ZONA HUMOR | FRASIN | SLTR02 | PT 2 SALATRUC | 1009151000002823 | Enel
3125 | SUCEAVA | SV21 | ZONA HUMOR | FRASIN | SLTR03 | PT 3 SALATRUC | 1009151000002134 | Enel
3126 | SUCEAVA | SV21 | ZONA HUMOR | FRASIN | SLTR04 | PT 4 SALATRUC | 1009151000002543 | Enel
3127 | SUCEAVA | SV21 | ZONA HUMOR | FRASIN | SLTR06 | PT 6 SALATRUC | 1009151000001693 | Enel
3128 | SUCEAVA | SV21 | ZONA HUMOR | FRASIN | SSTU01 | PT 1 SLATIOARA STUPLICANI | 1009151000001706 | Enel
3129 | SUCEAVA | SV21 | ZONA HUMOR | FRASIN | SSTU02 | PT 2 SLATIOARA STUPLICANI | 1009151000002125 | Enel
3130 | SUCEAVA | SV21 | ZONA HUMOR | FRASIN | STUL01 | PT 1 STULPICANI | 1702434125895612 | Hexing
3131 | SUCEAVA | SV21 | ZONA HUMOR | FRASIN | STUL02 | PT 2 STULPICANI | 1702434125895617 | Hexing
3132 | SUCEAVA | SV21 | ZONA HUMOR | FRASIN | STUL03 | PT 3 STULPICANI | 1702434125895616 | Hexing
3133 | SUCEAVA | SV21 | ZONA HUMOR | FRASIN | STUL04 | PT 4 STULPICANI | 1009151000001337 | Enel
3134 | SUCEAVA | SV21 | ZONA HUMOR | FRASIN | STUL05 | PT 5 STULPICANI | 1702434125895615 | Hexing
3135 | SUCEAVA | SV21 | ZONA HUMOR | FRASIN | STUL06 | PT 6 STULPICANI | 1009151000001388 | Enel
3136 | SUCEAVA | SV21 | ZONA HUMOR | FRASIN | STUL07 | PT 7 STULPICANI | 1702434125895614 | Hexing
3137 | SUCEAVA | SV21 | ZONA HUMOR | FRASIN | STUL10 | PT 10 STULPICANI | 1009151000001361 | Enel
3138 | SUCEAVA | SV21 | ZONA HUMOR | FRASIN | TRNC01 | PT 1 TARNICIOARA | 1009151000001700 | Enel
3139 | SUCEAVA | SV21 | ZONA HUMOR | FRASIN | VANE02 | PT 2 VADU NEGRILESEI | 1009151000001340 | Enel
3140 | SUCEAVA | SV21 | ZONA HUMOR | FRASIN | VRNT01 | PT 1 VORONET | 1702234122711544 | Hexing
3141 | SUCEAVA | SV21 | ZONA HUMOR | FRASIN | VRNT02 | PT 2 VORONET | 1702234122711596 | Hexing
3142 | SUCEAVA | SV21 | ZONA HUMOR | FRASIN | VRNT03 | PTM 3 VORONET | 1702234122711546 | Hexing
3143 | SUCEAVA | SV21 | ZONA HUMOR | HUMOR | BERC27 | PTAV 27 BERCHISESTI | 1702434125895656 | Hexing
3144 | SUCEAVA | SV21 | ZONA HUMOR | HUMOR | GUR004 | PT 4 GURA HUMOR | 1009141000001212 | Enel
3145 | SUCEAVA | SV21 | ZONA HUMOR | HUMOR | GUR005 | PT 5 GURA HUMOR | 1009141000001001 | Enel
3146 | SUCEAVA | SV21 | ZONA HUMOR | HUMOR | GUR006 | PT 6 GURA HUMOR | 1009141000000800 | Enel
3147 | SUCEAVA | SV21 | ZONA HUMOR | HUMOR | GUR007 | PT 7 GURA HUMOR | 1702434125895664 | Hexing
3148 | SUCEAVA | SV21 | ZONA HUMOR | HUMOR | GUR010 | PT 10 GURA HUMOR | 1702234122711497 | Hexing
3149 | SUCEAVA | SV21 | HUMOR | HUMOR | GUR011 | PT 11 GURA HUMOR | 1702234122711578 | Hexing
3150 | SUCEAVA | SV21 | ZONA HUMOR | HUMOR | GUR013 | PT 13 GURA HUMOR | 1009141000000501 | Enel
3151 | SUCEAVA | SV21 | ZONA HUMOR | HUMOR | GUR018 | PT 18 GURA HUMOR | 1702234122711534 | Hexing
3152 | SUCEAVA | SV21 | ZONA HUMOR | HUMOR | GUR019 | PT 19 GURA HUMOR | 1009141000000607 | Enel
3153 | SUCEAVA | SV21 | ZONA HUMOR | HUMOR | GUR020 | PT 20 IRTA G HUMORULU | 1702234122711496 | Hexing
3154 | SUCEAVA | SV21 | ZONA HUMOR | HUMOR | GUR025 | PT 25 GURA HUMORULUI BRUTARIE | 1702234122711500 | Hexing
3155 | SUCEAVA | SV21 | ZONA HUMOR | HUMOR | GUR031 | PT 31 BOGDANEASA G HUMOR | 1702234122711499 | Hexing
3156 | SUCEAVA | SV21 | ZONA HUMOR | HUMOR | GUR035 | PT 35 GURA HUMOR | 1702434125895660 | Hexing
3157 | SUCEAVA | SV21 | ZONA HUMOR | HUMOR | MIRN01 | PT 1 MIRONU | 1702234122711592 | Hexing
3158 | SUCEAVA | SV21 | ZONA HUMOR | HUMOR | MIRN02 | PT 2 MIRONU | 1702234122711495 | Hexing
3159 | SUCEAVA | SV21 | ZONA HUMOR | HUMOR | PALT01 | PT 1 PALTINOASA | 1009141000000634 | Enel
3160 | SUCEAVA | SV21 | ZONA HUMOR | HUMOR | PALT02 | PT 2 PALTINOASA | 1009151000001670 | Enel
3161 | SUCEAVA | SV21 | ZONA HUMOR | HUMOR | PALT03 | PT 3 PALTINOASA | 1702434125895670 | Hexing
3162 | SUCEAVA | SV21 | ZONA HUMOR | HUMOR | PALT04 | PT 4 PALTINOASA | 1702434125895667 | Hexing
3163 | SUCEAVA | SV21 | ZONA HUMOR | HUMOR | PALT05 | PT 5 PALTINOASA | 1702334125532485 | Hexing
3164 | SUCEAVA | SV21 | ZONA HUMOR | HUMOR | PALT06 | PT 6 PALTINOASA | 1702434125895662 | Hexing
3165 | SUCEAVA | SV21 | ZONA HUMOR | HUMOR | PALT07 | PT 7 PALTINOASA | 1702334125532480 | Hexing
3166 | SUCEAVA | SV21 | ZONA HUMOR | HUMOR | PALT10 | PT 10 PALTINOASA | 1702334125532486 | Hexing
3167 | SUCEAVA | SV21 | ZONA HUMOR | HUMOR | PALT11 | PT 11 PALTINOASA | 1702434125895665 | Hexing
3168 | SUCEAVA | SV21 | ZONA HUMOR | HUMOR | VALM02 | PT 2 V MOLDOVEI | 1702434125895668 | Hexing
3169 | SUCEAVA | SV21 | ZONA HUMOR | HUMOR | VALM03 | PT 3 V MOLDOVEI | 1702434125895671 | Hexing
3170 | SUCEAVA | SV21 | ZONA HUMOR | HUMOR | VALM04 | PT 4 V MOLDOVEI | 1702434125895669 | Hexing
3171 | SUCEAVA | SV21 | ZONA HUMOR | HUMOR | VALM07 | PT 7 VALEA MOLDOVEI | 1702434125895663 | Hexing
3172 | SUCEAVA | SV21 | ZONA HUMOR | HUMOR | VALM08 | PT 8 VALEA MOLDOVEI | 1702434125895657 | Hexing
3173 | SUCEAVA | SV21 | ZONA HUMOR | HUMOR | VIDE01 | PT 1 VF DEALULUI | 1702234122711576 | Hexing
3174 | SUCEAVA | SV21 | ZONA HUMOR | SUCEAVA | BRAI05 | PT 5 BRAIESTI | 1702234122711473 | Hexing
3175 | SUCEAVA | SV22 | ZONA CAMPULUNG | CIMPULUNG | CIM008 | PT 8 CAMPULUNG | 1702434125895619 | Hexing
3176 | SUCEAVA | SV22 | ZONA CAMPULUNG | CIMPULUNG | CIM015 | PT 15 CAMPULUNG | 1702234122711582 | Hexing
3177 | SUCEAVA | SV22 | ZONA CAMPULUNG | CIMPULUNG | CIM031 | PT 31 CAMPULUNG | 1702234122711579 | Hexing
3178 | SUCEAVA | SV22 | ZONA CAMPULUNG | CIMPULUNG | CIM036 | PT 36 CAMPULUNG | 1702234122645962 | Hexing
3179 | SUCEAVA | SV22 | ZONA CAMPULUNG | CIMPULUNG | CIM037 | PT 37 CAMPULUNG | 1009141000000476 | Enel
3180 | SUCEAVA | SV22 | ZONA CAMPULUNG | CIMPULUNG | CIM041 | PT 41 CAMPULUNG | 1702434125895658 | Hexing
3181 | SUCEAVA | SV22 | ZONA CAMPULUNG | CIMPULUNG | CIM042 | PT 42 CAMPULUNG | 1702234122645961 | Hexing
3182 | SUCEAVA | SV22 | ZONA CAMPULUNG | CIMPULUNG | CIM047 | PT 47 CAMPULUNG | 1702234122711600 | Hexing
3183 | SUCEAVA | SV22 | ZONA CAMPULUNG | CIMPULUNG | CIM055 | PT 55 CAMPULUNG | 1702234122645960 | Hexing
3184 | SUCEAVA | SV22 | ZONA CAMPULUNG | CIMPULUNG | CIM059 | PT 59 CAMPULUNG | 1702334123717821 | Hexing
3185 | SUCEAVA | SV22 | ZONA CAMPULUNG | CIMPULUNG | CIM078 | PT 78 CAMPULUNG | 1702234122711224 | Hexing
3186 | SUCEAVA | SV22 | ZONA CAMPULUNG | CIMPULUNG | CIM084 | PT 84 CAMPULUNG | 1702434125895621 | Hexing
3187 | SUCEAVA | SV22 | ZONA CAMPULUNG | CIMPULUNG | FNDM03 | PT 3 FUNDU MOLDOVEI | 1702234122711262 | Hexing
3188 | SUCEAVA | SV22 | ZONA CAMPULUNG | CIMPULUNG | FNDM15 | PT 15 FUNDU MOLDOVEI | 1702234122711491 | Hexing
3189 | SUCEAVA | SV22 | ZONA CAMPULUNG | CIMPULUNG | POJO01 | PT 1 POJORATA | 1702434125831898 | Hexing
3190 | SUCEAVA | SV22 | ZONA CAMPULUNG | CIMPULUNG | POJO02 | PT 2 POJORATA | 1702434125831902 | Hexing
3191 | SUCEAVA | SV22 | ZONA CAMPULUNG | CIMPULUNG | POJO04 | PT 4 POJORATA | 1702434125831891 | Hexing
3192 | SUCEAVA | SV22 | ZONA CAMPULUNG | CIMPULUNG | POJO10 | PT 10 POJORATA | 1702434125831876 | Hexing
3193 | SUCEAVA | SV22 | ZONA CAMPULUNG | CIMPULUNG | POJO11 | PT 11 POJORATA | 1702434125831875 | Hexing
3194 | SUCEAVA | SV22 | ZONA CAMPULUNG | CIMPULUNG | POJO14 | PT 14 POJORATA | 1702434125831892 | Hexing
3195 | SUCEAVA | SV22 | ZONA CAMPULUNG | CIMPULUNG | POJO17 | PT 17 POJORATA | 1702434125831894 | Hexing
3196 | SUCEAVA | SV22 | ZONA CAMPULUNG | CIMPULUNG | POJO18 | PT 18 POJORATA | 1702434125831874 | Hexing
3197 | SUCEAVA | SV22 | ZONA CAMPULUNG | CIMPULUNG | POJO25 | PT 25 POJORATA | 1702434125831901 | Hexing
3198 | SUCEAVA | SV22 | ZONA CAMPULUNG | CIMPULUNG | RARA02 | PT 2 RARAU | 1702434125831888 | Hexing
3199 | SUCEAVA | SV22 | ZONA CAMPULUNG | CIMPULUNG | VAMA01 | PT 1 VAMA | 1702434125831878 | Hexing
3200 | SUCEAVA | SV22 | ZONA CAMPULUNG | CIMPULUNG | VAMA02 | PT 2 VAMA | 1702434125831897 | Hexing
3201 | SUCEAVA | SV22 | ZONA CAMPULUNG | CIMPULUNG | VAMA03 | PT 3 VAMA | 1702334123717820 | Hexing
3202 | SUCEAVA | SV22 | ZONA CAMPULUNG | CIMPULUNG | VAMA12 | PT 12 VAMA | 1702334123978823 | Hexing
3203 | SUCEAVA | SV22 | ZONA CAMPULUNG | CIMPULUNG | VAMA14 | PT 14 VAMA | 1702334123717825 | Hexing
3204 | SUCEAVA | SV22 | ZONA CAMPULUNG | DELNITA | BREA02 | PT 2 BREAZA | 1009141000000849 | Enel
3205 | SUCEAVA | SV22 | ZONA CAMPULUNG | DELNITA | FNDM01 | PT 1 FUNDU MOLDOVEI | 1702234122711263 | Hexing
3206 | SUCEAVA | SV22 | ZONA CAMPULUNG | DELNITA | FNDM02 | PT 2 FUNDU MOLDOVEI | 1702234122711583 | Hexing
3207 | SUCEAVA | SV22 | ZONA CAMPULUNG | DELNITA | FNDM14 | PT 14 FUNDU MOLDOVEI | 1702234122711580 | Hexing
3208 | SUCEAVA | SV22 | ZONA CAMPULUNG | DELNITA | FNDM20 | PT 20 FUNDU MOLDOVEI | 1702234122711581 | Hexing
3209 | SUCEAVA | SV22 | ZONA CAMPULUNG | DELNITA | POJO05 | PT 5 POJORATA | 1702334124027377 | Hexing
3210 | SUCEAVA | SV22 | ZONA CAMPULUNG | DELNITA | POJO06 | PT 6 POJORATA | 1702434125831893 | Hexing
3211 | SUCEAVA | SV22 | ZONA CAMPULUNG | DELNITA | POJO07 | PT 7 POJORATA | 1702434125831900 | Hexing
3212 | SUCEAVA | SV22 | ZONA CAMPULUNG | DELNITA | POJO08 | PT 8 POJORATA | 1702434125831899 | Hexing
3213 | SUCEAVA | SV22 | ZONA CAMPULUNG | DELNITA | POJO09 | PT 9 POJORATA | 1702434125831896 | Hexing
3214 | SUCEAVA | SV22 | ZONA CAMPULUNG | DELNITA | VAPU02 | PT 2 VALEA PUTNEI | 1702234122711261 | Hexing
3215 | SUCEAVA | SV22 | ZONA CAMPULUNG | DELNITA | VAPU03 | PT 3 VALEA PUTNEI | 1702234122711264 | Hexing
3216 | SUCEAVA | SV22 | ZONA CAMPULUNG | DELNITA | VAPU06 | PT 6 VALEA PUTNEI | 1702234122711598 | Hexing
3217 | SUCEAVA | SV22 | ZONA CAMPULUNG | DELNITA | VAPU07 | PT 7 VALEA PUTNEI | 1702234122711597 | Hexing
3218 | SUCEAVA | SV22 | ZONA CAMPULUNG | FRASIN | FRUM02 | PT 2 FRUMOSU | 1702334124027342 | Hexing
3219 | SUCEAVA | SV22 | ZONA CAMPULUNG | FRASIN | MOLI05 | PT 5 MOLID | 1702434126423043 | Hexing
3220 | SUCEAVA | SV22 | ZONA CAMPULUNG | FRASIN | MOLI06 | PT 6 MOLID | 1702434126423040 | Hexing
3221 | SUCEAVA | SV22 | ZONA CAMPULUNG | FRASIN | MOLI07 | PT 7 MOLID | 1702334124027346 | Hexing
3222 | SUCEAVA | SV22 | ZONA CAMPULUNG | FRASIN | VAMA05 | PT 5 VAMA | 1702434125831895 | Hexing
3223 | SUCEAVA | SV22 | ZONA CAMPULUNG | FRASIN | VAMA06 | PT 6 VAMA | 1702434125831887 | Hexing
3224 | SUCEAVA | SV22 | ZONA CAMPULUNG | FRASIN | VAMA07 | PT 7 VAMA | 1702334123717822 | Hexing
3225 | SUCEAVA | SV22 | ZONA CAMPULUNG | FRASIN | VAMA08 | PT 8 VAMA | 1702334123717823 | Hexing
3226 | SUCEAVA | SV22 | ZONA CAMPULUNG | FRASIN | VAMA09 | PT 9 VAMA | 1702334123717827 | Hexing
3227 | SUCEAVA | SV22 | ZONA CAMPULUNG | FRASIN | VAMA11 | PT 11 VAMA | 1702434125831877 | Hexing
3228 | SUCEAVA | SV22 | ZONA CAMPULUNG | FRASIN | VAMA15 | PT 15 VAMA | 1702334123717805 | Hexing
3229 | SUCEAVA | SV22 | ZONA CAMPULUNG | FRASIN | VAMA17 | PT 17 VAMA | 1702434125831885 | Hexing
3230 | SUCEAVA | SV23 | ZONA DORNA-BROSTENI | BARNAR | BRNR01 | PT 1 BARNAR | 1702334123717829 | Hexing
3231 | SUCEAVA | SV23 | ZONA DORNA-BROSTENI | BARNAR | BRNR03 | PT 3 BARNAR | 1702434125831872 | Hexing
3232 | SUCEAVA | SV23 | ZONA DORNA-BROSTENI | BARNAR | BROS04 | PT 4 BROSTENI | 1702434126423044 | Hexing
3233 | SUCEAVA | SV23 | ZONA DORNA-BROSTENI | BARNAR | CAPR01 | PT 1 CAPRA | 1702434125831868 | Hexing
3234 | SUCEAVA | SV23 | ZONA DORNA-BROSTENI | BARNAR | HLDT01 | PT 1 HOLDITA | 1702434125895659 | Hexing
3235 | SUCEAVA | SV23 | ZONA DORNA-BROSTENI | BARNAR | HOLD01 | PT 1 HOLDA | 1702434125831869 | Hexing
3236 | SUCEAVA | SV23 | ZONA DORNA-BROSTENI | BARNAR | HOLD02 | PT 2 HOLDA | 1702434125831870 | Hexing
3237 | SUCEAVA | SV23 | ZONA DORNA-BROSTENI | BARNAR | LNGE02 | PT 2 LUNGENI | 1702234122711503 | Hexing
3238 | SUCEAVA | SV23 | ZONA DORNA-BROSTENI | BARNAR | LNGE03 | PT 3 LUNGENI POMPE | 1702334123978822 | Hexing
3239 | SUCEAVA | SV23 | ZONA DORNA-BROSTENI | BARNAR | RARA04 | PT 4 RARAU | 1702434125831889 | Hexing
3240 | SUCEAVA | SV23 | ZONA DORNA-BROSTENI | IACOBENI | CINO01 | PT 1 CARLIBABA VECHE (CENTRU) | 1702434125831890 | Hexing
3241 | SUCEAVA | SV23 | ZONA DORNA-BROSTENI | IACOBENI | CINO02 | PT 2 CARLIBABA BRUTARIE | 1702334125532494 | Hexing
3242 | SUCEAVA | SV23 | ZONA DORNA-BROSTENI | IACOBENI | CINO06 | PT 6 CIRLIBABA | 1702334123717828 | Hexing
3243 | SUCEAVA | SV23 | ZONA DORNA-BROSTENI | IACOBENI | IEDU01 | PT 1 IEDU CARLIBABA | 1702234122711514 | Hexing
3244 | SUCEAVA | SV23 | ZONA DORNA-BROSTENI | IACOBENI | JRV01 | PT 1 JURAVLEA CARLIBABA | 1702234122711516 | Hexing
3245 | SUCEAVA | SV23 | ZONA DORNA-BROSTENI | IACOBENI | VABI01 | PT 1 VALEA BISTRITEI CARLIBABA | 1702434125831886 | Hexing
3246 | SUCEAVA | SV23 | ZONA DORNA-BROSTENI | VATRA DORNEI | CLNT02 | PT 2 CALINESTI | 1702234122711502 | Hexing
3247 | SUCEAVA | SV23 | ZONA DORNA-BROSTENI | VATRA DORNEI | COSN01 | PT 1 COSNA | 1702234123505868 | Hexing
3248 | SUCEAVA | SV23 | ZONA DORNA-BROSTENI | VATRA DORNEI | DORN01 | PT 1 VECHI DORNISOARA | 1702434126423080 | Hexing
3249 | SUCEAVA | SV23 | ZONA DORNA-BROSTENI | VATRA DORNEI | DORN02 | PT 2 DORNISOARA | 1702434125831880 | Hexing
3250 | SUCEAVA | SV23 | ZONA DORNA-BROSTENI | VATRA DORNEI | DORN03 | PT 3 DORNISOARA | 1702434126423076 | Hexing
3251 | SUCEAVA | SV23 | ZONA DORNA-BROSTENI | VATRA DORNEI | DRAO01 | PT 1 DRAGOIASA SAT | 1702434125895655 | Hexing
3252 | SUCEAVA | SV23 | ZONA DORNA-BROSTENI | VATRA DORNEI | DRAO02 | PT 2 DRAGOIASA IF | 1702434126423042 | Hexing
3253 | SUCEAVA | SV23 | ZONA DORNA-BROSTENI | VATRA DORNEI | GUNE01 | PT 1 GURA NEGRII | 1702234122711505 | Hexing
3254 | SUCEAVA | SV23 | ZONA DORNA-BROSTENI | VATRA DORNEI | GUNE02 | PT 2 GURA NEGRII | 1702234122711454 | Hexing
3255 | SUCEAVA | SV23 | ZONA DORNA-BROSTENI | VATRA DORNEI | PARN01 | PT 1 PARAUL ARINULUI | 1702234122711453 | Hexing
3256 | SUCEAVA | SV23 | ZONA DORNA-BROSTENI | VATRA DORNEI | PARN02 | PT 2 PARAUL ARINULUI VF.SARULUI | 1702234122711460 | Hexing
3257 | SUCEAVA | SV23 | ZONA DORNA-BROSTENI | VATRA DORNEI | PCOS01 | PT 1 POIANA COSNEI COSNITA | 1702234123505871 | Hexing
3258 | SUCEAVA | SV23 | ZONA DORNA-BROSTENI | VATRA DORNEI | PLSA01 | PT 1 PLAIUL SARULUI | 1702434126423045 | Hexing
3259 | SUCEAVA | SV23 | ZONA DORNA-BROSTENI | VATRA DORNEI | PLTS01 | PT 1 PALTINIS | 1702334123717807 | Hexing
3260 | SUCEAVA | SV23 | ZONA DORNA-BROSTENI | VATRA DORNEI | POCO01 | PT 1 PODUL COSNEI | 1702234123505869 | Hexing
3261 | SUCEAVA | SV23 | ZONA DORNA-BROSTENI | VATRA DORNEI | POCO02 | PT 2 PODUL COSNEI | 1702234123505872 | Hexing
3262 | SUCEAVA | SV23 | ZONA DORNA-BROSTENI | VATRA DORNEI | POCO04 | PT 4 PODUL COSNEI | 1702234123505867 | Hexing
3263 | SUCEAVA | SV23 | ZONA DORNA-BROSTENI | VATRA DORNEI | POIS01 | PT 1 POIANA STAMPEI CENTRU | 1702234123505870 | Hexing
3264 | SUCEAVA | SV23 | ZONA DORNA-BROSTENI | VATRA DORNEI | POIS03 | PT 3 POIANA STAMPEI CASOI | 1702234122711564 | Hexing
3265 | SUCEAVA | SV23 | ZONA DORNA-BROSTENI | VATRA DORNEI | POIS04 | PT 4 POIANA STAMPEI TATARU | 1702234122711562 | Hexing
3266 | SUCEAVA | SV23 | ZONA DORNA-BROSTENI | VATRA DORNEI | POIS06 | PT 6 TCM POIANA STAMPEI | 1702234122711563 | Hexing
3267 | SUCEAVA | SV23 | ZONA DORNA-BROSTENI | VATRA DORNEI | POIS07 | PT 7 POIANA STAMPEI TURBARIE | 1702234122711565 | Hexing
3268 | SUCEAVA | SV23 | ZONA DORNA-BROSTENI | VATRA DORNEI | POIS08 | PT 8 POIANA STAMPEI ALEXENI | 1702234122711561 | Hexing
3269 | SUCEAVA | SV23 | ZONA DORNA-BROSTENI | VATRA DORNEI | POIS10 | PT 10 POIANA STAMPEI CHIPERENI | 1702234122711517 | Hexing
3270 | SUCEAVA | SV23 | ZONA DORNA-BROSTENI | VATRA DORNEI | POIS11 | PT 11 P.STAMPEI GRADINITA | 1702234122711519 | Hexing
3271 | SUCEAVA | SV23 | ZONA DORNA-BROSTENI | VATRA DORNEI | POIS12 | PT 12 POIANA STAMPEI | 1702234122711518 | Hexing
3272 | SUCEAVA | SV23 | ZONA DORNA-BROSTENI | VATRA DORNEI | POIS13 | PT 13 POIANA STAMPEI PILUGANI | 1702234122711523 | Hexing
3273 | SUCEAVA | SV23 | ZONA DORNA-BROSTENI | VATRA DORNEI | POIS14 | PT 14 POIANA STAMPEI PLAI BARGAU | 1702234122711513 | Hexing
3274 | SUCEAVA | SV23 | ZONA DORNA-BROSTENI | VATRA DORNEI | POIS15 | PT 15 POIANA STAMPEI URSU | 1702234122711515 | Hexing
3275 | SUCEAVA | SV23 | ZONA DORNA-BROSTENI | VATRA DORNEI | POIS17 | PT 17 POIANA STAMPEI MAGURA | 1702234122711520 | Hexing
3276 | SUCEAVA | SV23 | ZONA DORNA-BROSTENI | VATRA DORNEI | POIS22 | PT 22 POIANA STAMPEI | 1702234122711522 | Hexing
3277 | SUCEAVA | SV23 | ZONA DORNA-BROSTENI | VATRA DORNEI | POIS23 | PT 23 POIANA STAMPEI | 1702234122711524 | Hexing
3278 | SUCEAVA | SV23 | ZONA DORNA-BROSTENI | VATRA DORNEI | POIS25 | PT 25 POIANA STAMPEI | 1702234122711521 | Hexing
3279 | SUCEAVA | SV23 | ZONA DORNA-BROSTENI | VATRA DORNEI | PONG01 | PT 1 POIANA NEGRII APEMIN | 1702334124027374 | Hexing
3280 | SUCEAVA | SV23 | ZONA DORNA-BROSTENI | VATRA DORNEI | PONG03 | PT 3 POIANA NEGRI CENTRU | 1702434125831884 | Hexing
3281 | SUCEAVA | SV23 | ZONA DORNA-BROSTENI | VATRA DORNEI | PONG04 | PT 4 POIANA NEGRI SCOALA SMIZI | 1702434125831882 | Hexing
3282 | SUCEAVA | SV23 | ZONA DORNA-BROSTENI | VATRA DORNEI | PONG05 | PT 5 POIANA NEGRI SAT | 1702434125831883 | Hexing
3283 | SUCEAVA | SV23 | ZONA DORNA-BROSTENI | VATRA DORNEI | PONG07 | PT 7 POIANA NEGRI GLIGU | 1702434126423077 | Hexing
3284 | SUCEAVA | SV23 | ZONA DORNA-BROSTENI | VATRA DORNEI | PRLN01 | PT 1 PRALENI P.STAMPEI | 1702234122711599 | Hexing
3285 | SUCEAVA | SV23 | ZONA DORNA-BROSTENI | VATRA DORNEI | PRLN02 | PT 2 PRALENI DEAL P.STAMPEI | 1702334123717830 | Hexing
3286 | SUCEAVA | SV23 | ZONA DORNA-BROSTENI | VATRA DORNEI | PVIN01 | PT 1 POIANA VINULUI COSNA | 1702234122711601 | Hexing
3287 | SUCEAVA | SV23 | ZONA DORNA-BROSTENI | VATRA DORNEI | SARU01 | PT 1 DANESTI SARUL DORNEI | 1702234122711461 | Hexing
3288 | SUCEAVA | SV23 | ZONA DORNA-BROSTENI | VATRA DORNEI | SARU02 | PT 2 S.DORNEI APE MINERALE | 1702234122711463 | Hexing
3289 | SUCEAVA | SV23 | ZONA DORNA-BROSTENI | VATRA DORNEI | SARU04 | PT 4 SARU DORNEI SAT | 1702234122711464 | Hexing
3290 | SUCEAVA | SV23 | ZONA DORNA-BROSTENI | VATRA DORNEI | SARU08 | PTA 8 SARU DORNEI | 1702234122711459 | Hexing
3291 | SUCEAVA | SV23 | ZONA DORNA-BROSTENI | VATRA DORNEI | TDRI01 | PT 1 TODIRENI VATRA DORNEI | 1702234122711462 | Hexing
3292 | SUCEAVA | SV23 | ZONA DORNA-BROSTENI | VATRA DORNEI | VAT001 | PT 1 VATRA DORNEI | 1702234122711490 | Hexing
3293 | SUCEAVA | SV23 | ZONA DORNA-BROSTENI | VATRA DORNEI | VAT002 | PT 2 VATRA DORNEI AT.APE MIN | 1702234122711494 | Hexing
3294 | SUCEAVA | SV23 | ZONA DORNA-BROSTENI | VATRA DORNEI | VAT004 | PT 4 VATRA DORNEI FORESTA | 1702434126595839 | Hexing
3295 | SUCEAVA | SV23 | ZONA DORNA-BROSTENI | VATRA DORNEI | VAT006 | PT 6 VATRA DORNEI NICHITUSEN | 1702234122711492 | Hexing
3296 | SUCEAVA | SV23 | ZONA DORNA-BROSTENI | VATRA DORNEI | VAT007 | PT 7 VATRA DORNEI PETROM | 1702234122645949 | Hexing
3297 | SUCEAVA | SV23 | ZONA DORNA-BROSTENI | VATRA DORNEI | VAT012 | PT 12 VATRA DORNEI | 1702434126595842 | Hexing
3298 | SUCEAVA | SV23 | ZONA DORNA-BROSTENI | VATRA DORNEI | VAT015 | PT 15 VATRA DORNEI | 1702434126595838 | Hexing
3299 | SUCEAVA | SV23 | ZONA DORNA-BROSTENI | VATRA DORNEI | VAT017 | PT 17 VATRA DORNEI CHILIA | 1702434126595837 | Hexing
3300 | SUCEAVA | SV23 | ZONA DORNA-BROSTENI | VATRA DORNEI | VAT019 | PT 19 VATRA DORNEI | 1702234122711493 | Hexing
3301 | SUCEAVA | SV23 | ZONA DORNA-BROSTENI | VATRA DORNEI | VAT020 | PT 20 VATRA DORNEI | 1702234122711489 | Hexing
3302 | SUCEAVA | SV23 | ZONA DORNA-BROSTENI | VATRA DORNEI | VAT021 | PT 21 VATRA DORNEI | 1702234122645963 | Hexing
3303 | SUCEAVA | SV23 | ZONA DORNA-BROSTENI | VATRA DORNEI | VAT023 | PT 23 VATRA DORNEI | 1702234122645959 | Hexing
3304 | SUCEAVA | SV23 | ZONA DORNA-BROSTENI | VATRA DORNEI | VAT024 | PT 24 VATRA DORNEI POPENI | 1702234122645950 | Hexing
3305 | SUCEAVA | SV23 | ZONA DORNA-BROSTENI | VATRA DORNEI | VAT025 | PT 25 VATRA DORNEI | 1702434126595840 | Hexing
3306 | SUCEAVA | SV23 | ZONA DORNA-BROSTENI | VATRA DORNEI | VAT027 | PT 27 VATRA DORNEI | 1702234122645951 | Hexing
3307 | SUCEAVA | SV23 | ZONA DORNA-BROSTENI | VATRA DORNEI | VAT033 | PT 33 VATRA DORNEI | 1702234122711456 | Hexing
3308 | SUCEAVA | SV23 | ZONA DORNA-BROSTENI | VATRA DORNEI | VAT035 | PT 35 VATRA DORNEI PR.NEGRESTI | 1702334123717824 | Hexing
3309 | SUCEAVA | SV23 | ZONA DORNA-BROSTENI | VATRA DORNEI | VAT036 | PT 36 VATRA DORNEI NEGRESTI | 1702234122645946 | Hexing
3310 | SUCEAVA | SV23 | ZONA DORNA-BROSTENI | VATRA DORNEI | VAT038 | PT 38 VATRA DORNEI COL.ROSU | 1702334123717826 | Hexing
3311 | SUCEAVA | SV23 | ZONA DORNA-BROSTENI | VATRA DORNEI | VAT039 | PT 39 VATRA DORNEI IRTA | 1702234122711506 | Hexing
3312 | SUCEAVA | SV23 | ZONA DORNA-BROSTENI | VATRA DORNEI | VAT040 | PT 40 VATRA DORNEI PETRENI | 1702434125895654 | Hexing
3313 | SUCEAVA | SV23 | ZONA DORNA-BROSTENI | VATRA DORNEI | VAT042 | PT 42 VATRA DORNEI ROSU 1 | 1702434126595841 | Hexing
3314 | SUCEAVA | SV23 | ZONA DORNA-BROSTENI | VATRA DORNEI | VAT054 | PT 54 V.DORNEI PODUL ALUNULUI | 1702334125532475 | Hexing
3315 | SUCEAVA | SV23 | ZONA DORNA-BROSTENI | VATRA DORNEI | VAT068 | PT 68 VATRA DORNEI | 1702234122711455 | Hexing
3316 | SUCEAVA | SV23 | ZONA DORNA-BROSTENI | VATRA DORNEI | VAT073 | PTAV 73 VATRA DORNEI | 1702234122711552 | Hexing
3317 | SUCEAVA | SV30 | ZONA RADAUTI | E.HURMUZACHI | RAD007 | PT 7 RADAUTI | 1702234122711255 | Hexing
3318 | SUCEAVA | SV30 | ZONA RADAUTI | E.HURMUZACHI | RAD024 | PT 24 RADAUTI | 1702434126588450 | Hexing
3319 | SUCEAVA | SV30 | ZONA RADAUTI | E.HURMUZACHI | RAD028 | PT 28 RADAUTI | 1702234122711572 | Hexing
3320 | SUCEAVA | SV30 | ZONA RADAUTI | E.HURMUZACHI | RAD029 | PT 29 RADAUTI | 1702434126588452 | Hexing
3321 | SUCEAVA | SV30 | ZONA RADAUTI | E.HURMUZACHI | RAD050 | PT 50 RADAUTI | 1702234122711540 | Hexing
3322 | SUCEAVA | SV30 | ZONA RADAUTI | E.HURMUZACHI | RAD050 | PT 50 RADAUTI | 1702234122711538 | Hexing
3323 | SUCEAVA | SV30 | ZONA RADAUTI | E.HURMUZACHI | RAD080 | PT 80 RADAUTI | 1702234122711570 | Hexing
3324 | SUCEAVA | SV30 | ZONA RADAUTI | E.HURMUZACHI | RAD092 | PTAB 92 RADAUTI | 1702234122711259 | Hexing
3325 | SUCEAVA | SV30 | ZONA RADAUTI | E.HURMUZACHI | RAD29B | PT 29 BIS RADAUTI | 1702234122711256 | Hexing
3326 | SUCEAVA | SV30 | ZONA RADAUTI | RADAUTI | BADE01 | PT 1 BADEUTI | 1702434126423034 | Hexing
3327 | SUCEAVA | SV30 | ZONA RADAUTI | RADAUTI | BADE02 | PT 2 BADEUTI | 1702434126423039 | Hexing
3328 | SUCEAVA | SV30 | ZONA RADAUTI | RADAUTI | BADE03 | PT 3 BADEUTI | 1702434126423036 | Hexing
3329 | SUCEAVA | SV30 | ZONA RADAUTI | RADAUTI | BADE04 | PT 4 BADEUTI | 1702434126423038 | Hexing
3330 | SUCEAVA | SV30 | ZONA RADAUTI | RADAUTI | GALA01 | PT 1 GALANESTI | 1702434126423052 | Hexing
3331 | SUCEAVA | SV30 | ZONA RADAUTI | RADAUTI | GALA02 | PT 2 GALANESTI | 1702434126423054 | Hexing
3332 | SUCEAVA | SV30 | ZONA RADAUTI | RADAUTI | GALA03 | PT 3 GALANESTI | 1702434126423057 | Hexing
3333 | SUCEAVA | SV30 | ZONA RADAUTI | RADAUTI | GALA04 | PT 4 GALANESTI | 1702434126423053 | Hexing
3334 | SUCEAVA | SV30 | ZONA RADAUTI | RADAUTI | GALA05 | PT 5 GALANESTI | 1702434125831879 | Hexing
3335 | SUCEAVA | SV30 | ZONA RADAUTI | RADAUTI | GALA06 | PT 6 GALANESTI | 1702334124027337 | Hexing
3336 | SUCEAVA | SV30 | ZONA RADAUTI | RADAUTI | GALA08 | PT 8 GALANESTI | 1702434126588448 | Hexing
3337 | SUCEAVA | SV30 | ZONA RADAUTI | RADAUTI | GALA09 | PT 9 GALANESTI | 1702434126423055 | Hexing
3338 | SUCEAVA | SV30 | ZONA RADAUTI | RADAUTI | GALA11 | PT 11 GALANESTI | 1702434126423086 | Hexing
3339 | SUCEAVA | SV30 | ZONA RADAUTI | RADAUTI | GALA11 | PT 11 GALANESTI | 1702434126423087 | Hexing
3340 | SUCEAVA | SV30 | ZONA RADAUTI | RADAUTI | GALA13 | PT 13 GALANESTI | 1702334124027339 | Hexing
3341 | SUCEAVA | SV30 | ZONA RADAUTI | RADAUTI | GALA14 | PT 14 GALANESTI | 1702434126423056 | Hexing
3342 | SUCEAVA | SV30 | ZONA RADAUTI | RADAUTI | GALA15 | PT 15 GALANESTI | 1702434126588457 | Hexing
3343 | SUCEAVA | SV30 | ZONA RADAUTI | RADAUTI | GALA20 | PTA 20 GALANESTI | 1702334124027338 | Hexing
3344 | SUCEAVA | SV30 | ZONA RADAUTI | RADAUTI | GALA21 | PTA 21 GALANESTI | 1702434126588455 | Hexing
3345 | SUCEAVA | SV30 | ZONA RADAUTI | RADAUTI | MILI01 | PT 1 MILISAUTI | 1702334124027367 | Hexing
3346 | SUCEAVA | SV30 | ZONA RADAUTI | RADAUTI | MILI03 | PT 3 MILISAUTI | 1702234122711567 | Hexing
3347 | SUCEAVA | SV30 | ZONA RADAUTI | RADAUTI | MILI05 | PT 5 MILISAUTI | 1702434126588451 | Hexing
3348 | SUCEAVA | SV30 | ZONA RADAUTI | RADAUTI | MILI10 | PT 10 MILISAUTI | 1702234122711571 | Hexing
3349 | SUCEAVA | SV30 | ZONA RADAUTI | RADAUTI | MRGN01 | PT 1 MARGINEA | 1702434126423049 | Hexing
3350 | SUCEAVA | SV30 | ZONA RADAUTI | RADAUTI | MRGN02 | PT 2 MARGINEA | 1702434126423083 | Hexing
3351 | SUCEAVA | SV30 | ZONA RADAUTI | RADAUTI | MRGN03 | PT 3 MARGINEA | 1702434126423085 | Hexing
3352 | SUCEAVA | SV30 | ZONA RADAUTI | RADAUTI | MRGN04 | PT 4 MARGINEA | 1702434126423089 | Hexing
3353 | SUCEAVA | SV30 | ZONA RADAUTI | RADAUTI | MRGN05 | PT 5 MARGINEA | 1702434126423029 | Hexing
3354 | SUCEAVA | SV30 | ZONA RADAUTI | RADAUTI | MRGN06 | PT 6 MARGINEA | 1702434126423075 | Hexing
3355 | SUCEAVA | SV30 | ZONA RADAUTI | RADAUTI | MRGN07 | PT 7 MARGINEA | 1702434126423088 | Hexing
3356 | SUCEAVA | SV30 | ZONA RADAUTI | RADAUTI | MRGN08 | PT 8 MARGINEA | 1702434126423091 | Hexing
3357 | SUCEAVA | SV30 | ZONA RADAUTI | RADAUTI | MRGN09 | PT 9 MARGINEA | 1702434126423051 | Hexing
3358 | SUCEAVA | SV30 | ZONA RADAUTI | RADAUTI | MRGN10 | PT 10 MARGINEA | 1702434126423028 | Hexing
3359 | SUCEAVA | SV30 | ZONA RADAUTI | RADAUTI | MRGN11 | PT 11 MARGINEA | 1702434126423048 | Hexing
3360 | SUCEAVA | SV30 | ZONA RADAUTI | RADAUTI | MRGN13 | PT 13 MARGINEA | 1702434126588449 | Hexing
3361 | SUCEAVA | SV30 | ZONA RADAUTI | RADAUTI | MRGN15 | PT 15 MARGINEA | 1702434126423046 | Hexing
3362 | SUCEAVA | SV30 | ZONA RADAUTI | RADAUTI | MRGN18 | PT 18 MARGINEA | 1702434126423090 | Hexing
3363 | SUCEAVA | SV30 | ZONA RADAUTI | RADAUTI | MRGN19 | PT 19 MARGINEA | 1702434126423033 | Hexing
3364 | SUCEAVA | SV30 | ZONA RADAUTI | RADAUTI | MRGN21 | PT 21 MARGINEA | 1702234122711526 | Hexing
3365 | SUCEAVA | SV30 | ZONA RADAUTI | RADAUTI | MRGN25 | PT 25 MARGINEA | 1702434126423092 | Hexing
3366 | SUCEAVA | SV30 | ZONA RADAUTI | RADAUTI | MRGN26 | PT 26 MARGINEA | 1702434126423093 | Hexing
3367 | SUCEAVA | SV30 | ZONA RADAUTI | RADAUTI | MRGN29 | PTA 29 MARGINEA | 1702434126423050 | Hexing
3368 | SUCEAVA | SV30 | ZONA RADAUTI | RADAUTI | MRGN31 | PT 31 MARGINEA | 1702434126423047 | Hexing
3369 | SUCEAVA | SV30 | ZONA RADAUTI | RADAUTI | MRGN32 | PTAV 32 MARGINEA | 1702434126423031 | Hexing
3370 | SUCEAVA | SV30 | ZONA RADAUTI | RADAUTI | RAD003 | PT 3 RADAUTI | 1702234122711541 | Hexing
3371 | SUCEAVA | SV30 | ZONA RADAUTI | RADAUTI | RAD005 | PT 5 RADAUTI | 1702434126588459 | Hexing
3372 | SUCEAVA | SV30 | ZONA RADAUTI | RADAUTI | RAD008 | PT 8 RADAUTI | 1702434126588454 | Hexing
3373 | SUCEAVA | SV30 | ZONA RADAUTI | RADAUTI | RAD012 | PT 12 RADAUTI | 1702234122711257 | Hexing
3374 | SUCEAVA | SV30 | ZONA RADAUTI | RADAUTI | RAD030 | PT 30 RADAUTI | 1702234122711267 | Hexing
3375 | SUCEAVA | SV30 | ZONA RADAUTI | RADAUTI | RAD038 | PT 38 RADAUTI | 1702434126588456 | Hexing
3376 | SUCEAVA | SV30 | ZONA RADAUTI | RADAUTI | RAD039 | PT 39 RADAUTI | 1702234122711542 | Hexing
3377 | SUCEAVA | SV30 | ZONA RADAUTI | RADAUTI | RAD040 | PT 40 RADAUTI | 1702234122711260 | Hexing
3378 | SUCEAVA | SV30 | ZONA RADAUTI | RADAUTI | RAD041 | PT 41 RADAUTI | 1702434126423082 | Hexing
3379 | SUCEAVA | SV30 | ZONA RADAUTI | RADAUTI | RAD049 | PT 49 RADAUTI BAZA RECEPTIE CEREALE | 1702234122711568 | Hexing
3380 | SUCEAVA | SV30 | ZONA RADAUTI | RADAUTI | RAD051 | PT 51 RADAUTI | 1702334125532471 | Hexing
3381 | SUCEAVA | SV30 | ZONA RADAUTI | RADAUTI | RAD066 | PT 66 RADAUTI | 1702234122711539 | Hexing
3382 | SUCEAVA | SV30 | ZONA RADAUTI | RADAUTI | RAD069 | PT 69 RADAUTI | 1702234122711537 | Hexing
3383 | SUCEAVA | SV30 | ZONA RADAUTI | RADAUTI | RAD083 | PTA 83 RADAUTI | 1702234122711269 | Hexing
3384 | SUCEAVA | SV30 | ZONA RADAUTI | RADAUTI | RAD086 | PT 86 RADAUTI | 1702434126588458 | Hexing
3385 | SUCEAVA | SV30 | ZONA RADAUTI | RADAUTI | SUCE01 | PT 1 SUCEVITA | 1702234122711559 | Hexing
3386 | SUCEAVA | SV30 | ZONA RADAUTI | RADAUTI | SUCE03 | PT 3 SUCEVITA | 1702234122711556 | Hexing
3387 | SUCEAVA | SV30 | ZONA RADAUTI | RADAUTI | SUCE04 | PT 4 SUCEVITA | 1702234122711569 | Hexing
3388 | SUCEAVA | SV30 | ZONA RADAUTI | RADAUTI | SUCE05 | PT 5 SUCEVITA | 1702434126588453 | Hexing
3389 | SUCEAVA | SV30 | ZONA RADAUTI | RADAUTI | SUCE08 | PT 8 SUCEVITA | 1702234122711557 | Hexing
3390 | SUCEAVA | SV30 | ZONA RADAUTI | RADAUTI | SUCE10 | PT 10 SUCEVITA | 1702234122711560 | Hexing
3391 | SUCEAVA | SV30 | ZONA RADAUTI | RADAUTI | VOEV01 | PT 1 VOIVODEASA | 1702234122711525 | Hexing
3392 | SUCEAVA | SV30 | ZONA RADAUTI | RADAUTI | VOEV02 | PT 2 VOIVODEASA | 1702234122711558 | Hexing
3393 | SUCEAVA | SV30 | ZONA RADAUTI | SIRET | SIR006 | PT 6 SIRET | 1702234122711268 | Hexing
3394 | SUCEAVA | SV30 | ZONA RADAUTI | SIRET | SIR007 | PT 7 SIRET | 1702234122711529 | Hexing
3395 | SUCEAVA | SV30 | ZONA RADAUTI | SIRET | SIR008 | PT 8 SIRET | 1702234122711527 | Hexing
3396 | SUCEAVA | SV30 | ZONA RADAUTI | SIRET | SIR013 | PT 13 SIRET | 1702234122711271 | Hexing
3397 | SUCEAVA | SV30 | ZONA RADAUTI | SIRET | SIR016 | PT 16 SIRET | 1702234122711272 | Hexing
3398 | SUCEAVA | SV30 | ZONA RADAUTI | SIRET | SIR021 | PT 21 SIRET | 1702434126423037 | Hexing
3399 | SUCEAVA | SV30 | ZONA RADAUTI | SIRET | SIR029 | PT 29 SIRET | 1702234122711258 | Hexing
3400 | SUCEAVA | SV30 | ZONA RADAUTI | SIRET | SIR040 | PT 40 SIRET | 1702234122711270 | Hexing
3401 | SUCEAVA | SV30 | ZONA RADAUTI | SIRET | SIR049 | PT 49 SIRET | 1702234122711528 | Hexing
3402 | SUCEAVA | SV30 | ZONA RADAUTI | SIRET | SIR055 | PTA 55 SIRET | 1702334125532491 | Hexing
3403 | SUCEAVA | SV30 | ZONA RADAUTI | VICOV | BRDJ01 | PT 1 BRODINA DE SUS | 1702334125532492 | Hexing
3404 | SUCEAVA | SV30 | ZONA RADAUTI | VICOV | BRDJ02 | PT 2 BRODINA DE SUS | 1702434126588432 | Hexing
3405 | SUCEAVA | SV30 | ZONA RADAUTI | VICOV | BROD01 | PT 1 BRODINA | 1702334123978746 | Hexing
3406 | SUCEAVA | SV30 | ZONA RADAUTI | VICOV | BROD02 | PT 2 BRODINA | 1702334123978749 | Hexing
3407 | SUCEAVA | SV30 | ZONA RADAUTI | VICOV | BROD03 | PT 3 BRODINA | 1702434126588445 | Hexing
3408 | SUCEAVA | SV30 | ZONA RADAUTI | VICOV | BROD04 | PT 4 BRODINA | 1702434126588431 | Hexing
3409 | SUCEAVA | SV30 | ZONA RADAUTI | VICOV | BROD05 | PT 5 BRODINA | 1702434126588435 | Hexing
3410 | SUCEAVA | SV30 | ZONA RADAUTI | VICOV | BROD07 | PT 7 BRODINA | 1702334123978769 | Hexing
3411 | SUCEAVA | SV30 | ZONA RADAUTI | VICOV | BROD08 | PT 8 BRODINA | 1702434126588436 | Hexing
3412 | SUCEAVA | SV30 | ZONA RADAUTI | VICOV | BROD09 | PT 9 BRODINA | 1702334125532463 | Hexing
3413 | SUCEAVA | SV30 | ZONA RADAUTI | VICOV | BROD11 | PT 11 BRODINA | 1702434126588439 | Hexing
3414 | SUCEAVA | SV30 | ZONA RADAUTI | VICOV | BROD15 | PTA 15 BRODINA | 1702434126588444 | Hexing
3415 | SUCEAVA | SV30 | ZONA RADAUTI | VICOV | BUCB01 | PT 1 BUC | 1702334123978770 | Hexing
3416 | SUCEAVA | SV30 | ZONA RADAUTI | VICOV | BVLR01 | PT 1 BIVOLARIE | 1702234122711553 | Hexing
3417 | SUCEAVA | SV30 | ZONA RADAUTI | VICOV | BVLR02 | PT 2 BIVOLARIE | 1702234122711551 | Hexing
3418 | SUCEAVA | SV30 | ZONA RADAUTI | VICOV | BVLR03 | PT 3 BIVOLARIE | 1702234122711483 | Hexing
3419 | SUCEAVA | SV30 | ZONA RADAUTI | VICOV | BVLR04 | PT 4 BIVOLARIE | 1702234122711486 | Hexing
3420 | SUCEAVA | SV30 | ZONA RADAUTI | VICOV | BVLR05 | PT 5 BIVOLARIE | 1702234122711554 | Hexing
3421 | SUCEAVA | SV30 | ZONA RADAUTI | VICOV | BVLR06 | PT 6 BIVOLARIE | 1702234122711487 | Hexing
3422 | SUCEAVA | SV30 | ZONA RADAUTI | VICOV | BVLR07 | PT 7 BIVOLARIE | 1702234122711458 | Hexing
3423 | SUCEAVA | SV30 | ZONA RADAUTI | VICOV | BVLR11 | PT 11 BIVOLARIE | 1702334123978752 | Hexing
3424 | SUCEAVA | SV30 | ZONA RADAUTI | VICOV | GUPU01 | PT 1 GURA PUTNEI | 1702434126588441 | Hexing
3425 | SUCEAVA | SV30 | ZONA RADAUTI | VICOV | GUPU03 | PT 3 GURA PUTNEI | 1702334125532493 | Hexing
3426 | SUCEAVA | SV30 | ZONA RADAUTI | VICOV | GUPU04 | PT 4 GURA PUTNEI | 1702334125532495 | Hexing
3427 | SUCEAVA | SV30 | ZONA RADAUTI | VICOV | HEPA01 | PT 1 HEPA | 1702334125532496 | Hexing
3428 | SUCEAVA | SV30 | ZONA RADAUTI | VICOV | LAUR01 | PT 1 LAURA | 1702234122711484 | Hexing
3429 | SUCEAVA | SV30 | ZONA RADAUTI | VICOV | LAUR04 | PT 4 LAURA | 1702234123505863 | Hexing
3430 | SUCEAVA | SV30 | ZONA RADAUTI | VICOV | LAUR07 | PT 7 LAURA | 1702334125532473 | Hexing
3431 | SUCEAVA | SV30 | ZONA RADAUTI | VICOV | LAUR10 | PT 10 LAURA | 1702334123978755 | Hexing
3432 | SUCEAVA | SV30 | ZONA RADAUTI | VICOV | LAUR11 | PT 11 LAURA | 1702234123505862 | Hexing
3433 | SUCEAVA | SV30 | ZONA RADAUTI | VICOV | LAUR12 | PT 12 LAURA | 1702434126423074 | Hexing
3434 | SUCEAVA | SV30 | ZONA RADAUTI | VICOV | MAGR01 | PT 1 MAGURA | 1702434126588437 | Hexing
3435 | SUCEAVA | SV30 | ZONA RADAUTI | VICOV | MAGR03 | PT 3 MAGURA | 1702434126588438 | Hexing
3436 | SUCEAVA | SV30 | ZONA RADAUTI | VICOV | MAGR04 | PT 4 MAGURA | 1702434126588426 | Hexing
3437 | SUCEAVA | SV30 | ZONA RADAUTI | VICOV | PUTN01 | PT 1 PUTNA | 1702434126588430 | Hexing
3438 | SUCEAVA | SV30 | ZONA RADAUTI | VICOV | PUTN02 | PT 2 PUTNA | 1702334123978753 | Hexing
3439 | SUCEAVA | SV30 | ZONA RADAUTI | VICOV | PUTN03 | PT 3 PUTNA | 1702334123978754 | Hexing
3440 | SUCEAVA | SV30 | ZONA RADAUTI | VICOV | PUTN06 | PT 6 PUTNA | 1702334123978764 | Hexing
3441 | SUCEAVA | SV30 | ZONA RADAUTI | VICOV | PUTN07 | PT 7 PUTNA | 1702334123978765 | Hexing
3442 | SUCEAVA | SV30 | ZONA RADAUTI | VICOV | PUTN08 | PT 8 PUTNA | 1702334123978766 | Hexing
3443 | SUCEAVA | SV30 | ZONA RADAUTI | VICOV | PUTN10 | PT 10 PUTNA | 1702334123978747 | Hexing
3444 | SUCEAVA | SV30 | ZONA RADAUTI | VICOV | PUTN15 | PT 15 PUTNA | 1702334123978751 | Hexing
3445 | SUCEAVA | SV30 | ZONA RADAUTI | VICOV | PUTN18 | PTA 18 PUTNA | 1702334123978745 | Hexing
3446 | SUCEAVA | SV30 | ZONA RADAUTI | VICOV | PUTN22 | PTAV 22 PUTNA | 1702334125532469 | Hexing
3447 | SUCEAVA | SV30 | ZONA RADAUTI | VICOV | REME01 | PT 1 REMEZEU | 1702434126588422 | Hexing
3448 | SUCEAVA | SV30 | ZONA RADAUTI | VICOV | REME02 | PT 2 REMEZEU | 1702434126588419 | Hexing
3449 | SUCEAVA | SV30 | ZONA RADAUTI | VICOV | REME03 | PT 3 REMEZEU | 1702434126595835 | Hexing
3450 | SUCEAVA | SV30 | ZONA RADAUTI | VICOV | SADA01 | PT 1 SADAU | 1702434126588446 | Hexing
3451 | SUCEAVA | SV30 | ZONA RADAUTI | VICOV | SADA03 | PT 3 SADAU | 1702434126588429 | Hexing
3452 | SUCEAVA | SV30 | ZONA RADAUTI | VICOV | STRS01 | PT 1 STRAJA | 1702434126588443 | Hexing
3453 | SUCEAVA | SV30 | ZONA RADAUTI | VICOV | STRS02 | PT 2 STRAJA | 1702434126595832 | Hexing
3454 | SUCEAVA | SV30 | ZONA RADAUTI | VICOV | STRS03 | PT 3 STRAJA | 1702434126588420 | Hexing
3455 | SUCEAVA | SV30 | ZONA RADAUTI | VICOV | STRS04 | PT 4 STRAJA | 1702334123978772 | Hexing
3456 | SUCEAVA | SV30 | ZONA RADAUTI | VICOV | STRS05 | PT 5 STRAJA | 1702434126588428 | Hexing
3457 | SUCEAVA | SV30 | ZONA RADAUTI | VICOV | STRS07 | PT 7 STRAJA | 1702434126595833 | Hexing
3458 | SUCEAVA | SV30 | ZONA RADAUTI | VICOV | STRS08 | PT 8 STRAJA | 1702334123978748 | Hexing
3459 | SUCEAVA | SV30 | ZONA RADAUTI | VICOV | STRS09 | PT 9 STRAJA | 1702434126595834 | Hexing
3460 | SUCEAVA | SV30 | ZONA RADAUTI | VICOV | ULMA01 | PT 1 ULMA | 1702434126588413 | Hexing
3461 | SUCEAVA | SV30 | ZONA RADAUTI | VICOV | ULMA02 | PTAB 2 ULMA | 1702334125532484 | Hexing
3462 | SUCEAVA | SV30 | ZONA RADAUTI | VICOV | VICJ01 | PT 1 VICOVU DE JOS | 1702434126595844 | Hexing
3463 | SUCEAVA | SV30 | ZONA RADAUTI | VICOV | VICJ02 | PT 2 VICOVU DE JOS | 1702434126595831 | Hexing
3464 | SUCEAVA | SV30 | ZONA RADAUTI | VICOV | VICJ03 | PT 3 VICOVU DE JOS | 1702434126595848 | Hexing
3465 | SUCEAVA | SV30 | ZONA RADAUTI | VICOV | VICJ04 | PT 4 VICOVU DE JOS | 1702434126595846 | Hexing
3466 | SUCEAVA | SV30 | ZONA RADAUTI | VICOV | VICJ07 | PT 7 VICOVU DE JOS | 1702434126595843 | Hexing
3467 | SUCEAVA | SV30 | ZONA RADAUTI | VICOV | VICJ13 | PTAB 13 VICOVU DE JOS | 1702434126595845 | Hexing
3468 | SUCEAVA | SV30 | ZONA RADAUTI | VICOV | VICS02 | PT 2 VICOVU DE SUS | 1702434126588442 | Hexing
3469 | SUCEAVA | SV30 | ZONA RADAUTI | VICOV | VICS03 | PT 3 VICOVU DE SUS | 1702434126588424 | Hexing
3470 | SUCEAVA | SV30 | ZONA RADAUTI | VICOV | VICS05 | PT 5 VICOVU DE SUS | 1702334123978763 | Hexing
3471 | SUCEAVA | SV30 | ZONA RADAUTI | VICOV | VICS06 | PT 6 VICOVU DE SUS | 1702434126588433 | Hexing
3472 | SUCEAVA | SV30 | ZONA RADAUTI | VICOV | VICS07 | PT 7 VICOVU DE SUS | 1702334123978750 | Hexing
3473 | SUCEAVA | SV30 | ZONA RADAUTI | VICOV | VOIT01 | PT 1 VOITINEL | 1702434126588421 | Hexing
3474 | SUCEAVA | SV30 | ZONA RADAUTI | VICOV | VOIT02 | PT 2 VOITINEL | 1702434126588418 | Hexing
3475 | SUCEAVA | SV30 | ZONA RADAUTI | VICOV | VOIT03 | PT 3 VOITINEL | 1702434126588423 | Hexing
3476 | SUCEAVA | SV30 | ZONA RADAUTI | VICOV | VOIT04 | PT 4 VOITINEL | 1702334123978744 | Hexing
3477 | SUCEAVA | SV30 | ZONA RADAUTI | VICOV | VOIT05 | PT 5 VOITINEL | 1702334125532472 | Hexing
3478 | SUCEAVA | SV30 | ZONA RADAUTI | VICOV | ZIUB01 | PT 1 ZIUBENI | 1702434126588427 | Hexing
3479 | VASLUI | VS10 | VASLUI | DELEA | MOGR01 | PT 1 MOARA GRECI | 1702234122711141 | Hexing
3480 | VASLUI | VS10 | VASLUI | DELEA | MOGR02 | PT 2 MOARA GRECI | 1702234122711149 | Hexing
3481 | VASLUI | VS10 | VASLUI | DELEA | MOGR05 | PT 5 MOARA GRECI | 1702434126595859 | Hexing
3482 | VASLUI | VS10 | VASLUI | DELEA | MOGR06 | PTA 6 MOARA GRECILOR | 1702334125532448 | Hexing
3483 | VASLUI | VS10 | VASLUI | DELEA | VS0007 | PT 7 VASLUI | 1702434125831911 | Hexing
3484 | VASLUI | VS10 | VASLUI | DELEA | VS0010 | PT 10 VASLUI | 1702434126595865 | Hexing
3485 | VASLUI | VS10 | VASLUI | DELEA | VS0080 | PT 80 VASLUI | 1702334125532449 | Hexing
3486 | VASLUI | VS10 | VASLUI | DELEA | VS0158 | PT 158 VASLUI (TERT) | 1702334123717706 | Hexing
3487 | VASLUI | VS10 | VASLUI | DELEA | VS0163 | PT 163 VASLUI | 1702434126588369 | Hexing
3488 | VASLUI | VS10 | VASLUI | DELEA | VS0180 | PT 180 VASLUI PRELUAT | 1702234122711155 | Hexing
3489 | VASLUI | VS10 | VASLUI | DELEA | VS0219 | PT 219 VASLUI | 1702234122711131 | Hexing
3490 | VASLUI | VS10 | VASLUI | MUNTENI | MUNT01 | PT 1 MUNTENI DE JOS | 1009141000000470 | Enel
3491 | VASLUI | VS10 | VASLUI | MUNTENI | VS0013 | PT 13 VASLUI | 1702434125831910 | Hexing
3492 | VASLUI | VS10 | VASLUI | MUNTENI | VS0016 | PT 16 VASLUI | 1702434126588376 | Hexing
3493 | VASLUI | VS10 | VASLUI | MUNTENI | VS0030 | PT 30 VASLUI | 1702434125831907 | Hexing
3494 | VASLUI | VS10 | VASLUI | MUNTENI | VS0079 | PT 79 VASLUI | 1702434125831913 | Hexing
3495 | VASLUI | VS10 | VASLUI | MUNTENI | VS0109 | PT 109 VASLUI | 1702434127045279 | Hexing
3496 | VASLUI | VS10 | VASLUI | MUNTENI | VS0110 | PT 110 VASLUI | 1702234122646086 | Hexing
3497 | VASLUI | VS10 | VASLUI | MUNTENI | VS0153 | PT 153 VASLUI | 1702434126588382 | Hexing
3498 | VASLUI | VS10 | VASLUI | MUNTENI | VS0154 | PT 154 VASLUI | 1702234122646085 | Hexing
3499 | VASLUI | VS10 | VASLUI | MUNTENI | VS0167 | PT 167 VASLUI | 1702334125532630 | Hexing
3500 | VASLUI | VS10 | VASLUI | MUNTENI | VS0172 | PT 172 VASLUI | 1702434126588368 | Hexing
3501 | VASLUI | VS10 | VASLUI | NEGRESTI | NEG002 | PT 2 NEGRESTI | 1702234122711139 | Hexing
3502 | VASLUI | VS10 | VASLUI | NEGRESTI | NEG003 | PT 3 NEGRESTI | 1702334125532635 | Hexing
3503 | VASLUI | VS10 | VASLUI | NEGRESTI | NEG003 | PT 3 NEGRESTI | 1702434126588372 | Hexing
3504 | VASLUI | VS10 | VASLUI | NEGRESTI | NEG008 | PT 8 NEGRESTI | 1702234122711145 | Hexing
3505 | VASLUI | VS10 | VASLUI | NEGRESTI | NEG012 | PT 12 NEGRESTI | 1702434125831912 | Hexing
3506 | VASLUI | VS10 | VASLUI | NEGRESTI | NEG022 | PT 22 NEGRESTI | 1702434126588374 | Hexing
3507 | VASLUI | VS10 | VASLUI | NEGRESTI | NEG023 | PT 23 NEGRESTI | 1702234122711144 | Hexing
3508 | VASLUI | VS10 | VASLUI | NEGRESTI | NEG027 | PT 27 NEGRESTI | 1702434126588370 | Hexing
3509 | VASLUI | VS10 | VASLUI | NEGRESTI | SILI01 | PT 1 SILISTEA TODIRESTI | 1702334125532633 | Hexing
3510 | VASLUI | VS10 | VASLUI | REDIU | REDV01 | PT 1 REDIU VASLUI | 1702334123717705 | Hexing
3511 | VASLUI | VS10 | VASLUI | REDIU | VS0017 | PT 17 VASLUI | 1702334123717702 | Hexing
3512 | VASLUI | VS10 | VASLUI | REDIU | VS0022 | PT 22 VASLUI | 1702434126588380 | Hexing
3513 | VASLUI | VS10 | VASLUI | REDIU | VS0059 | PT 59 VASLUI | 1702334123717709 | Hexing
3514 | VASLUI | VS10 | VASLUI | VASLUI | BRDC01 | PT 1 BRODOC | 1702434126588371 | Hexing
3515 | VASLUI | VS10 | VASLUI | VASLUI | BRDC02 | PT 2 BRODOC | 1702234122711153 | Hexing
3516 | VASLUI | VS10 | VASLUI | VASLUI | VS0003 | PTCZ 3 VASLUI | 1702234122711159 | Hexing
3517 | VASLUI | VS10 | VASLUI | VASLUI | VS0004 | PT 4 VASLUI | 1702234122646084 | Hexing
3518 | VASLUI | VS10 | VASLUI | VASLUI | VS0006 | PT 6 VASLUI | 1702234122646089 | Hexing
3519 | VASLUI | VS10 | VASLUI | VASLUI | VS0026 | PT 26 VASLUI | 1702434126588378 | Hexing
3520 | VASLUI | VS10 | VASLUI | VASLUI | VS0033 | PT 33 VASLUI | 1702234122711129 | Hexing
3521 | VASLUI | VS10 | VASLUI | VASLUI | VS0034 | PT 34 VASLUI | 1702334125532632 | Hexing
3522 | VASLUI | VS10 | VASLUI | VASLUI | VS0040 | PT 40 VASLUI | 1702334123717701 | Hexing
3523 | VASLUI | VS10 | VASLUI | VASLUI | VS0049 | PT 49 VASLUI | 1702334125532631 | Hexing
3524 | VASLUI | VS10 | VASLUI | VASLUI | VS0052 | PT 52 VASLUI | 1702234122711161 | Hexing
3525 | VASLUI | VS10 | VASLUI | VASLUI | VS0053 | PT 53 VASLUI | 1702434127045280 | Hexing
3526 | VASLUI | VS10 | VASLUI | VASLUI | VS0074 | PT 74 VASLUI | 1702434126588375 | Hexing
3527 | VASLUI | VS10 | VASLUI | VASLUI | VS0093 | PT 93 VASLUI | 1702434126595866 | Hexing
3528 | VASLUI | VS10 | VASLUI | VASLUI | VS0111 | PT 111 VASLUI | 1009141000001007 | Enel
3529 | VASLUI | VS10 | VASLUI | VASLUI | VS0114 | PT 114 VASLUI | 1702434126588383 | Hexing
3530 | VASLUI | VS10 | VASLUI | VASLUI | VS0121 | PT 121 VASLUI | 1702334123717703 | Hexing
3531 | VASLUI | VS10 | VASLUI | VASLUI | VS0175 | PT 175 VASLUI | 1702234122711132 | Hexing
3532 | VASLUI | VS10 | VASLUI | VASLUI | VS0199 | PT 199 VASLUI | 1702234122711130 | Hexing
3533 | VASLUI | VS10 | VASLUI | VASLUI | VS0213 | PT 213 VASLUI | 1702234122711160 | Hexing
3534 | VASLUI | VS10 | VASLUI | VASLUI | VS0226 | PTA 226 VASLUI | 1702234122711133 | Hexing
3535 | VASLUI | VS20 | BARLAD | BARLAD | BIR002 | PT 2 BIRLAD | 1702234123505955 | Hexing
3536 | VASLUI | VS20 | BARLAD | BARLAD | BIR006 | PT 6 BIRLAD MODERNIZARE | 1702334123717700 | Hexing
3537 | VASLUI | VS20 | BARLAD | BARLAD | BIR035 | PT 35 BIRLAD | 1702434126588373 | Hexing
3538 | VASLUI | VS20 | BARLAD | BARLAD | BIR065 | PT 65 BIRLAD CT DR CODRESCU | 1702234123505956 | Hexing
3539 | VASLUI | VS20 | BARLAD | BARLAD | BIR131 | PT 131 BIRLAD | 1702234122711124 | Hexing
3540 | VASLUI | VS20 | BARLAD | BARLAD | BIR148 | PTAB 148 BL. SOCIALE STR. GRIGORE IGNAT | 1702234122711148 | Hexing
3541 | VASLUI | VS20 | BARLAD | BARLAD | DOCA02 | PT 2 DOCANI | 1009141000000664 | Enel
3542 | VASLUI | VS20 | BARLAD | BARLAD | GARA01 | PT 1 GARA BANCA SAT | 1702234123505952 | Hexing
3543 | VASLUI | VS20 | BARLAD | BARLAD | GARA02 | PT 2 GARA BANCA | 1702434125831906 | Hexing
3544 | VASLUI | VS20 | BARLAD | BARLAD | GARA07 | PT 7 GARA BANCA | 1702434125831908 | Hexing
3545 | VASLUI | VS20 | BARLAD | BARLAD | OBRV01 | PT 1 OBIRSENI VOIN | 1702234122646083 | Hexing
3546 | VASLUI | VS20 | BARLAD | BARLAD | OBRV02 | PT 2 OBIRSENI VOIN | 1702234122646082 | Hexing
3547 | VASLUI | VS20 | BARLAD | BARLAD | SMLA02 | PT 2 SIMILA SAT | 1702234122646073 | Hexing
3548 | VASLUI | VS20 | BARLAD | BARLAD | SMLA03 | PT 3 SIMILA | 1702234122711143 | Hexing
3549 | VASLUI | VS20 | BARLAD | BARLAD | SMLA11 | PT 11 SIMILA CARTIER NOU | 1702234122711157 | Hexing
3550 | VASLUI | VS20 | BARLAD | CRANG | BIR001 | PT 1 BIRLAD | 1702434126595862 | Hexing
3551 | VASLUI | VS20 | BARLAD | CRANG | BIR001 | PT 1 BIRLAD | 1702434126595863 | Hexing
3552 | VASLUI | VS20 | BARLAD | CRANG | BIR003 | PT 3 BIRLAD | 1702234122711162 | Hexing
3553 | VASLUI | VS20 | BARLAD | CRANG | BIR013 | PT 13 BIRLAD | 1702234122646078 | Hexing
3554 | VASLUI | VS20 | BARLAD | CRANG | BIR016 | PT 16 CART TUGUIATA BIRLAD | 1702234122711122 | Hexing
3555 | VASLUI | VS20 | BARLAD | CRANG | BIR027 | PT 27 BIRLAD | 1702234122646079 | Hexing
3556 | VASLUI | VS20 | BARLAD | CRANG | BIR040 | PT 40 BIRLAD | 1702234122711123 | Hexing
3557 | VASLUI | VS20 | BARLAD | CRANG | BIR046 | PT 46 BIRLAD ANVEL BETON BCR | 1702234123505953 | Hexing
3558 | VASLUI | VS20 | BARLAD | CRANG | BIR069 | PT 69 BIRLAD | 1009141000000586 | Enel
3559 | VASLUI | VS20 | BARLAD | CRANG | BIR087 | PT 87 BIRLAD | 1702434126588393 | Hexing
3560 | VASLUI | VS20 | BARLAD | CRANG | BIR090 | PT 90 BIRLAD ZONA GARII BD | 1702234123505951 | Hexing
3561 | VASLUI | VS20 | BARLAD | CRANG | BIR099 | PT 99 BIRLAD | 1702234123505954 | Hexing
3562 | VASLUI | VS20 | BARLAD | CRANG | BIR102 | PT 102 BIRLAD | 1702234122711125 | Hexing
3563 | VASLUI | VS20 | BARLAD | CRANG | BIR117 | PT 117 BIRLAD BARIERA PUIESTI | 1702234122711152 | Hexing
3564 | VASLUI | VS20 | BARLAD | CRANG | BIR121 | PT 121 BIRLAD ZONA CX SCOLAR | 1702234122646080 | Hexing
3565 | VASLUI | VS20 | BARLAD | CRANG | BIR135 | PT 135 BIRLAD | 1702234122711154 | Hexing
3566 | VASLUI | VS20 | BARLAD | CRANG | BIR136 | PT 136 BIRLAD | 1702234122646081 | Hexing
3567 | VASLUI | VS20 | BARLAD | CRANG | BIR140 | PT 140 BIRLAD CARTIER DEAL | 1702434125831909 | Hexing
3568 | VASLUI | VS20 | BARLAD | CRANG | BIR141 | PT 141 BIRLAD | 1702234122711156 | Hexing
3569 | VASLUI | VS20 | BARLAD | CRANG | CRAN02 | PT 2 CRING SAT | 1702234122711147 | Hexing
3570 | VASLUI | VS20 | BARLAD | CRANG | CRAN03 | PT 3 CRING | 1702234122711151 | Hexing
3571 | VASLUI | VS20 | BARLAD | FALCIU | RANZ02 | PT 2 RINZESTI | 1009141000000405 | Enel
3572 | VASLUI | VS20 | BARLAD | MURGENI | GRCI01 | PT 1 GIURCANI | 1702234122711158 | Hexing
3573 | VASLUI | VS20 | BARLAD | MURGENI | MURG01 | PT 1 MURGENI | 1702434126588400 | Hexing
3574 | VASLUI | VS20 | BARLAD | MURGENI | MURG11 | PT 11 MURGENI | 1702234122646077 | Hexing
3575 | VASLUI | VS20 | BARLAD | MURGENI | VADE01 | PT VADENI | 1702234122711126 | Hexing
3576 | VASLUI | VS20 | BARLAD | ROSIESTI | REDH01 | PT 1 REDIU VASLUI VT | 1702434126595861 | Hexing
3577 | VASLUI | VS20 | BARLAD | ROSIESTI | SALR01 | PT SALCIOARA BANCA | 1702234122711127 | Hexing
3578 | VASLUI | VS30 | HUSI | HUSI | DUDE01 | PT 1 EPURENI DO | 1702234122711140 | Hexing
3579 | VASLUI | VS30 | HUSI | HUSI | DUDE02 | PT 2 EPURENI DO | 1702234122711137 | Hexing
3580 | VASLUI | VS30 | HUSI | HUSI | HUS001 | PT 1 HUSI | 1702234122711138 | Hexing
3581 | VASLUI | VS30 | HUSI | HUSI | HUS002 | PT 2 HUSI | 1702234122646087 | Hexing
3582 | VASLUI | VS30 | HUSI | HUSI | HUS003 | PT 3 HUSI | 1702234122646075 | Hexing
3583 | VASLUI | VS30 | HUSI | HUSI | HUS010 | PT 10 HUSI | 1702234122646072 | Hexing
3584 | VASLUI | VS30 | HUSI | HUSI | HUS011 | PT 11 HUSI | 1702234122711146 | Hexing
3585 | VASLUI | VS30 | HUSI | HUSI | HUS012 | PT 12 HUSI | 1702434126588377 | Hexing
3586 | VASLUI | VS30 | HUSI | HUSI | HUS015 | PT 15 HUSI | 1702234122711150 | Hexing
3587 | VASLUI | VS30 | HUSI | HUSI | HUS019 | PT 19 HUSI | 1702434127045282 | Hexing
3588 | VASLUI | VS30 | HUSI | HUSI | HUS023 | PT 23 HUSI | 1702434126595864 | Hexing
3589 | VASLUI | VS30 | HUSI | HUSI | HUS023 | PT 23 HUSI | 1702434127045281 | Hexing
3590 | VASLUI | VS30 | HUSI | HUSI | HUS027 | PT 27 HUSI DOBRINA | 1702234122711128 | Hexing
3591 | VASLUI | VS30 | HUSI | HUSI | HUS045 | PT 45 HUSI | 1702434126595860 | Hexing
3592 | VASLUI | VS30 | HUSI | HUSI | HUS068 | PT 68 HUSI | 1702234122711136 | Hexing
3593 | VASLUI | VS30 | HUSI | HUSI | HUS074 | PT 74 HUSI | 1702234122711135 | Hexing
3594 | VASLUI | VS30 | HUSI | HUSI | MANT01 | PT MANTU SAT | 1702334123717704 | Hexing
3595 | VASLUI | VS40 | TIBANESTI-NEGRESTI | TIBANESTI | TIBA03 | PT PALANCA | 1702434125831814 | Hexing
3596 | VASLUI | VS40 | TIBANESTI-NEGRESTI | TIBANESTI | TIBN03 | PT 3 TIBANESTI | 1702434125831813 | Hexing
3597 | VASLUI | VS40 | TIBANESTI-NEGRESTI | TIBANESTI | TIBN05 | PT 5 TIBANESTI SMA | 1702434125831815 | Hexing
3598 | VASLUI | VS40 | TIBANESTI-NEGRESTI | TIBANESTI | TIBN06 | PT 6 TIBANESTI | 1702434125831817 | Hexing
3599 | VASLUI | VS40 | TIBANESTI-NEGRESTI | TIBANESTI | TIBN10 | PT 10 TIBANESTI | 1702434125831818 | Hexing
3600 | VASLUI | VS40 | TIBANESTI-NEGRESTI | TIBANESTI | TIBN11 | PT 11 TIBANESTI | 1702434125831816 | Hexing

## BC10(BC URBAN)
BC0048(PT 48 BACAU)¦ meter SN:1009141000001220
Tensiune reziduală u% | Durata t ms |  |  |  |  | Total
| 10 < t ≤ 200 | 200 < t ≤ 500 | 500 < t ≤ 1000 | 1000 < t ≤ 5000 | 5000 < t ≤ 60000
80 ≤ u < 90 | 0 | 0 | 0 | 0 | 0 | 0
70 ≤ u < 80 | 0 | 0 | 0 | 0 | 0 | 0
40 ≤ u < 70 | 0 | 0 | 0 | 0 | 0 | 0
5 ≤ u < 40 | 0 | 0 | 0 | 0 | 0 | 0
u < 5 | 0 | 0 | 0 | 0 | 0 | 0
Total | 0 | 0 | 0 | 0 | 0 | 0
BC0052(PT 52 BACAU)¦ meter SN:1009141000000210
Tensiune reziduală u% | Durata t ms |  |  |  |  | Total
| 10 < t ≤ 200 | 200 < t ≤ 500 | 500 < t ≤ 1000 | 1000 < t ≤ 5000 | 5000 < t ≤ 60000
80 ≤ u < 90 | 0 | 0 | 0 | 0 | 0 | 0
70 ≤ u < 80 | 0 | 0 | 0 | 0 | 0 | 0
40 ≤ u < 70 | 0 | 0 | 0 | 0 | 0 | 0
5 ≤ u < 40 | 0 | 0 | 0 | 0 | 0 | 0
u < 5 | 0 | 0 | 0 | 0 | 0 | 0
Total | 0 | 0 | 0 | 0 | 0 | 0
BC0108(PT 108 BACAU)¦ meter SN:1702234122646009
Tensiune reziduală u% | Durata t ms |  |  |  |  | Total
| 10 < t ≤ 200 | 200 < t ≤ 500 | 500 < t ≤ 1000 | 1000 < t ≤ 5000 | 5000 < t ≤ 60000
80 ≤ u < 90 | 0 | 0 | 0 | 1 | 0 | 1
70 ≤ u < 80 | 0 | 0 | 0 | 0 | 0 | 0
40 ≤ u < 70 | 0 | 0 | 0 | 0 | 0 | 0
5 ≤ u < 40 | 0 | 0 | 0 | 0 | 0 | 0
u < 5 | 0 | 0 | 0 | 0 | 0 | 0
Total | 0 | 0 | 0 | 1 | 0 | 1
BC0108(PT 108 BACAU)¦ meter SN:1702234122711168
Tensiune reziduală u% | Durata t ms |  |  |  |  | Total
| 10 < t ≤ 200 | 200 < t ≤ 500 | 500 < t ≤ 1000 | 1000 < t ≤ 5000 | 5000 < t ≤ 60000
80 ≤ u < 90 | 0 | 0 | 0 | 0 | 0 | 0
70 ≤ u < 80 | 0 | 0 | 0 | 0 | 0 | 0
40 ≤ u < 70 | 0 | 0 | 0 | 0 | 0 | 0
5 ≤ u < 40 | 0 | 0 | 0 | 0 | 0 | 0
u < 5 | 0 | 0 | 0 | 0 | 0 | 0
Total | 0 | 0 | 0 | 0 | 0 | 0
BC0206(PT 206 BACAU)¦ meter SN:1702434126595825
Tensiune reziduală u% | Durata t ms |  |  |  |  | Total
| 10 < t ≤ 200 | 200 < t ≤ 500 | 500 < t ≤ 1000 | 1000 < t ≤ 5000 | 5000 < t ≤ 60000
80 ≤ u < 90 | 0 | 0 | 0 | 0 | 0 | 0
70 ≤ u < 80 | 0 | 0 | 0 | 0 | 0 | 0
40 ≤ u < 70 | 0 | 0 | 0 | 0 | 0 | 0
5 ≤ u < 40 | 0 | 0 | 0 | 0 | 0 | 0
u < 5 | 0 | 0 | 0 | 0 | 0 | 0
Total | 0 | 0 | 0 | 0 | 0 | 0
BC0316(PT 316 BACAU)¦ meter SN:1009151000002471
Tensiune reziduală u% | Durata t ms |  |  |  |  | Total
| 10 < t ≤ 200 | 200 < t ≤ 500 | 500 < t ≤ 1000 | 1000 < t ≤ 5000 | 5000 < t ≤ 60000
80 ≤ u < 90 | 0 | 0 | 0 | 0 | 0 | 0
70 ≤ u < 80 | 0 | 0 | 0 | 0 | 0 | 0
40 ≤ u < 70 | 0 | 0 | 0 | 0 | 0 | 0
5 ≤ u < 40 | 0 | 0 | 0 | 0 | 0 | 0
u < 5 | 0 | 0 | 0 | 0 | 0 | 0
Total | 0 | 0 | 0 | 0 | 0 | 0
BC0333(PT 333 BACAU)¦ meter SN:1702434125895603
Tensiune reziduală u% | Durata t ms |  |  |  |  | Total
| 10 < t ≤ 200 | 200 < t ≤ 500 | 500 < t ≤ 1000 | 1000 < t ≤ 5000 | 5000 < t ≤ 60000
80 ≤ u < 90 | 0 | 0 | 0 | 0 | 0 | 0
70 ≤ u < 80 | 0 | 0 | 0 | 0 | 0 | 0
40 ≤ u < 70 | 0 | 0 | 0 | 0 | 0 | 0
5 ≤ u < 40 | 0 | 0 | 0 | 0 | 0 | 0
u < 5 | 0 | 0 | 0 | 0 | 0 | 0
Total | 0 | 0 | 0 | 0 | 0 | 0
BC0368(PT 368 BACAU)¦ meter SN:1702434125831903
Tensiune reziduală u% | Durata t ms |  |  |  |  | Total
| 10 < t ≤ 200 | 200 < t ≤ 500 | 500 < t ≤ 1000 | 1000 < t ≤ 5000 | 5000 < t ≤ 60000
80 ≤ u < 90 | 0 | 0 | 0 | 0 | 0 | 0
70 ≤ u < 80 | 0 | 0 | 0 | 0 | 0 | 0
40 ≤ u < 70 | 0 | 0 | 0 | 0 | 0 | 0
5 ≤ u < 40 | 0 | 0 | 0 | 0 | 0 | 0
u < 5 | 0 | 0 | 0 | 0 | 0 | 0
Total | 0 | 0 | 0 | 0 | 0 | 0
BC0126(PT 126 BACAU)¦ meter SN:1702234123505939
Tensiune reziduală u% | Durata t ms |  |  |  |  | Total
| 10 < t ≤ 200 | 200 < t ≤ 500 | 500 < t ≤ 1000 | 1000 < t ≤ 5000 | 5000 < t ≤ 60000
80 ≤ u < 90 | 0 | 0 | 0 | 1 | 0 | 1
70 ≤ u < 80 | 0 | 0 | 0 | 0 | 0 | 0
40 ≤ u < 70 | 0 | 0 | 0 | 0 | 0 | 0
5 ≤ u < 40 | 0 | 0 | 0 | 0 | 0 | 0
u < 5 | 0 | 0 | 0 | 0 | 0 | 0
Total | 0 | 0 | 0 | 1 | 0 | 1
BC0345(PT 345 BACAU (IUT))¦ meter SN:1009141000000568
Tensiune reziduală u% | Durata t ms |  |  |  |  | Total
| 10 < t ≤ 200 | 200 < t ≤ 500 | 500 < t ≤ 1000 | 1000 < t ≤ 5000 | 5000 < t ≤ 60000
80 ≤ u < 90 | 0 | 0 | 0 | 0 | 0 | 0
70 ≤ u < 80 | 0 | 0 | 0 | 0 | 0 | 0
40 ≤ u < 70 | 0 | 0 | 0 | 0 | 0 | 0
5 ≤ u < 40 | 0 | 0 | 0 | 0 | 0 | 0
u < 5 | 0 | 0 | 0 | 0 | 0 | 0
Total | 0 | 0 | 0 | 0 | 0 | 0
BC0348(PT 3 IZVOARE (348) BACAU)¦ meter SN:1009141000001156
Tensiune reziduală u% | Durata t ms |  |  |  |  | Total
| 10 < t ≤ 200 | 200 < t ≤ 500 | 500 < t ≤ 1000 | 1000 < t ≤ 5000 | 5000 < t ≤ 60000
80 ≤ u < 90 | 0 | 0 | 0 | 0 | 0 | 0
70 ≤ u < 80 | 0 | 0 | 0 | 0 | 0 | 0
40 ≤ u < 70 | 0 | 0 | 0 | 0 | 0 | 0
5 ≤ u < 40 | 0 | 0 | 0 | 0 | 0 | 0
u < 5 | 0 | 0 | 0 | 0 | 0 | 0
Total | 0 | 0 | 0 | 0 | 0 | 0
BC0057(PT 57 BACAU)¦ meter SN:1009141000000026
Tensiune reziduală u% | Durata t ms |  |  |  |  | Total
| 10 < t ≤ 200 | 200 < t ≤ 500 | 500 < t ≤ 1000 | 1000 < t ≤ 5000 | 5000 < t ≤ 60000
80 ≤ u < 90 | 0 | 0 | 0 | 0 | 0 | 0
70 ≤ u < 80 | 0 | 0 | 0 | 0 | 0 | 0
40 ≤ u < 70 | 0 | 0 | 0 | 0 | 0 | 0
5 ≤ u < 40 | 0 | 0 | 0 | 0 | 0 | 0
u < 5 | 0 | 0 | 0 | 0 | 0 | 0
Total | 0 | 0 | 0 | 0 | 0 | 0
BC0057(PT 57 BACAU)¦ meter SN:1009151000001681
Tensiune reziduală u% | Durata t ms |  |  |  |  | Total
| 10 < t ≤ 200 | 200 < t ≤ 500 | 500 < t ≤ 1000 | 1000 < t ≤ 5000 | 5000 < t ≤ 60000
80 ≤ u < 90 | 0 | 0 | 0 | 0 | 0 | 0
70 ≤ u < 80 | 0 | 0 | 0 | 0 | 0 | 0
40 ≤ u < 70 | 0 | 0 | 0 | 0 | 0 | 0
5 ≤ u < 40 | 0 | 0 | 0 | 0 | 0 | 0
u < 5 | 0 | 0 | 0 | 0 | 0 | 0
Total | 0 | 0 | 0 | 0 | 0 | 0
BC0207(PT 207 BACAU)¦ meter SN:1702234122711169
Tensiune reziduală u% | Durata t ms |  |  |  |  | Total
| 10 < t ≤ 200 | 200 < t ≤ 500 | 500 < t ≤ 1000 | 1000 < t ≤ 5000 | 5000 < t ≤ 60000
80 ≤ u < 90 | 0 | 0 | 0 | 0 | 0 | 0
70 ≤ u < 80 | 0 | 0 | 0 | 0 | 0 | 0
40 ≤ u < 70 | 0 | 0 | 0 | 0 | 0 | 0
5 ≤ u < 40 | 0 | 0 | 0 | 0 | 0 | 0
u < 5 | 0 | 0 | 0 | 0 | 0 | 0
Total | 0 | 0 | 0 | 0 | 0 | 0
BC0356(PT 356 BACAU)¦ meter SN:1702234122711164
Tensiune reziduală u% | Durata t ms |  |  |  |  | Total
| 10 < t ≤ 200 | 200 < t ≤ 500 | 500 < t ≤ 1000 | 1000 < t ≤ 5000 | 5000 < t ≤ 60000
80 ≤ u < 90 | 0 | 0 | 0 | 0 | 0 | 0
70 ≤ u < 80 | 0 | 0 | 0 | 0 | 0 | 0
40 ≤ u < 70 | 0 | 0 | 0 | 0 | 0 | 0
5 ≤ u < 40 | 0 | 0 | 0 | 0 | 0 | 0
u < 5 | 0 | 0 | 0 | 0 | 0 | 0
Total | 0 | 0 | 0 | 0 | 0 | 0
BC0358(PT 358 BACAU)¦ meter SN:1702234122711179
Tensiune reziduală u% | Durata t ms |  |  |  |  | Total
| 10 < t ≤ 200 | 200 < t ≤ 500 | 500 < t ≤ 1000 | 1000 < t ≤ 5000 | 5000 < t ≤ 60000
80 ≤ u < 90 | 0 | 0 | 0 | 0 | 0 | 0
70 ≤ u < 80 | 0 | 0 | 0 | 0 | 0 | 0
40 ≤ u < 70 | 0 | 0 | 0 | 0 | 0 | 0
5 ≤ u < 40 | 0 | 0 | 0 | 0 | 0 | 0
u < 5 | 0 | 0 | 0 | 0 | 0 | 0
Total | 0 | 0 | 0 | 0 | 0 | 0
BC0012(PT 12 BACAU)¦ meter SN:1702234122645999
Tensiune reziduală u% | Durata t ms |  |  |  |  | Total
| 10 < t ≤ 200 | 200 < t ≤ 500 | 500 < t ≤ 1000 | 1000 < t ≤ 5000 | 5000 < t ≤ 60000
80 ≤ u < 90 | 0 | 0 | 0 | 0 | 0 | 0
70 ≤ u < 80 | 0 | 0 | 0 | 0 | 0 | 0
40 ≤ u < 70 | 0 | 0 | 0 | 0 | 0 | 0
5 ≤ u < 40 | 0 | 0 | 0 | 0 | 0 | 0
u < 5 | 0 | 0 | 0 | 0 | 0 | 0
Total | 0 | 0 | 0 | 0 | 0 | 0
BC0014(PA 14 BACAU)¦ meter SN:1702234122645995
Tensiune reziduală u% | Durata t ms |  |  |  |  | Total
| 10 < t ≤ 200 | 200 < t ≤ 500 | 500 < t ≤ 1000 | 1000 < t ≤ 5000 | 5000 < t ≤ 60000
80 ≤ u < 90 | 0 | 0 | 0 | 0 | 0 | 0
70 ≤ u < 80 | 0 | 0 | 0 | 0 | 0 | 0
40 ≤ u < 70 | 0 | 0 | 0 | 0 | 0 | 0
5 ≤ u < 40 | 0 | 0 | 0 | 0 | 0 | 0
u < 5 | 0 | 0 | 0 | 0 | 0 | 0
Total | 0 | 0 | 0 | 0 | 0 | 0
BC0015(PA 15 BACAU)¦ meter SN:1009141000001030
Tensiune reziduală u% | Durata t ms |  |  |  |  | Total
| 10 < t ≤ 200 | 200 < t ≤ 500 | 500 < t ≤ 1000 | 1000 < t ≤ 5000 | 5000 < t ≤ 60000
80 ≤ u < 90 | 0 | 0 | 0 | 0 | 0 | 0
70 ≤ u < 80 | 0 | 0 | 0 | 0 | 0 | 0
40 ≤ u < 70 | 0 | 0 | 0 | 0 | 0 | 0
5 ≤ u < 40 | 0 | 0 | 0 | 0 | 0 | 0
u < 5 | 0 | 0 | 0 | 0 | 0 | 0
Total | 0 | 0 | 0 | 0 | 0 | 0
BC0034(PT 34 BACAU)¦ meter SN:1009151000002395
Tensiune reziduală u% | Durata t ms |  |  |  |  | Total
| 10 < t ≤ 200 | 200 < t ≤ 500 | 500 < t ≤ 1000 | 1000 < t ≤ 5000 | 5000 < t ≤ 60000
80 ≤ u < 90 | 0 | 0 | 0 | 0 | 0 | 0
70 ≤ u < 80 | 0 | 0 | 0 | 0 | 0 | 0
40 ≤ u < 70 | 0 | 0 | 0 | 0 | 0 | 0
5 ≤ u < 40 | 0 | 0 | 0 | 0 | 0 | 0
u < 5 | 0 | 0 | 0 | 0 | 0 | 0
Total | 0 | 0 | 0 | 0 | 0 | 0
BC0037(PT 37 BACAU)¦ meter SN:1702434125831800
Tensiune reziduală u% | Durata t ms |  |  |  |  | Total
| 10 < t ≤ 200 | 200 < t ≤ 500 | 500 < t ≤ 1000 | 1000 < t ≤ 5000 | 5000 < t ≤ 60000
80 ≤ u < 90 | 0 | 0 | 0 | 0 | 0 | 0
70 ≤ u < 80 | 0 | 0 | 0 | 0 | 0 | 0
40 ≤ u < 70 | 0 | 0 | 0 | 0 | 0 | 0
5 ≤ u < 40 | 0 | 0 | 0 | 0 | 0 | 0
u < 5 | 0 | 0 | 0 | 0 | 0 | 0
Total | 0 | 0 | 0 | 0 | 0 | 0
BC0043(PT 43 BACAU)¦ meter SN:1702234122646006
Tensiune reziduală u% | Durata t ms |  |  |  |  | Total
| 10 < t ≤ 200 | 200 < t ≤ 500 | 500 < t ≤ 1000 | 1000 < t ≤ 5000 | 5000 < t ≤ 60000
80 ≤ u < 90 | 0 | 0 | 0 | 0 | 0 | 0
70 ≤ u < 80 | 0 | 0 | 0 | 0 | 0 | 0
40 ≤ u < 70 | 0 | 0 | 0 | 0 | 0 | 0
5 ≤ u < 40 | 0 | 0 | 0 | 0 | 0 | 0
u < 5 | 0 | 0 | 0 | 0 | 0 | 0
Total | 0 | 0 | 0 | 0 | 0 | 0
BC0085(PT 85 BACAU)¦ meter SN:1702434125895602
Tensiune reziduală u% | Durata t ms |  |  |  |  | Total
| 10 < t ≤ 200 | 200 < t ≤ 500 | 500 < t ≤ 1000 | 1000 < t ≤ 5000 | 5000 < t ≤ 60000
80 ≤ u < 90 | 0 | 0 | 0 | 0 | 0 | 0
70 ≤ u < 80 | 0 | 0 | 0 | 0 | 0 | 0
40 ≤ u < 70 | 0 | 0 | 0 | 0 | 0 | 0
5 ≤ u < 40 | 0 | 0 | 0 | 0 | 0 | 0
u < 5 | 0 | 0 | 0 | 0 | 0 | 0
Total | 0 | 0 | 0 | 0 | 0 | 0
BC0086(PT 86 BACAU)¦ meter SN:1702234122711171
Tensiune reziduală u% | Durata t ms |  |  |  |  | Total
| 10 < t ≤ 200 | 200 < t ≤ 500 | 500 < t ≤ 1000 | 1000 < t ≤ 5000 | 5000 < t ≤ 60000
80 ≤ u < 90 | 0 | 0 | 0 | 1 | 0 | 1
70 ≤ u < 80 | 0 | 0 | 0 | 0 | 0 | 0
40 ≤ u < 70 | 0 | 0 | 0 | 0 | 0 | 0
5 ≤ u < 40 | 0 | 0 | 0 | 0 | 0 | 0
u < 5 | 0 | 0 | 0 | 0 | 0 | 0
Total | 0 | 0 | 0 | 1 | 0 | 1
BC0090(PA 90 BACAU)¦ meter SN:1009151000002398
Tensiune reziduală u% | Durata t ms |  |  |  |  | Total
| 10 < t ≤ 200 | 200 < t ≤ 500 | 500 < t ≤ 1000 | 1000 < t ≤ 5000 | 5000 < t ≤ 60000
80 ≤ u < 90 | 0 | 0 | 0 | 0 | 0 | 0
70 ≤ u < 80 | 0 | 0 | 0 | 0 | 0 | 0
40 ≤ u < 70 | 0 | 0 | 0 | 0 | 0 | 0
5 ≤ u < 40 | 0 | 0 | 0 | 0 | 0 | 0
u < 5 | 0 | 0 | 0 | 0 | 0 | 0
Total | 0 | 0 | 0 | 0 | 0 | 0
BC0111(PT 111 BACAU)¦ meter SN:1009151000002035
Tensiune reziduală u% | Durata t ms |  |  |  |  | Total
| 10 < t ≤ 200 | 200 < t ≤ 500 | 500 < t ≤ 1000 | 1000 < t ≤ 5000 | 5000 < t ≤ 60000
80 ≤ u < 90 | 0 | 0 | 0 | 0 | 0 | 0
70 ≤ u < 80 | 0 | 0 | 0 | 0 | 0 | 0
40 ≤ u < 70 | 0 | 0 | 0 | 0 | 0 | 0
5 ≤ u < 40 | 0 | 0 | 0 | 0 | 0 | 0
u < 5 | 0 | 0 | 0 | 0 | 0 | 0
Total | 0 | 0 | 0 | 0 | 0 | 0
BC0117(PT 117 BACAU)¦ meter SN:1702434126588364
Tensiune reziduală u% | Durata t ms |  |  |  |  | Total
| 10 < t ≤ 200 | 200 < t ≤ 500 | 500 < t ≤ 1000 | 1000 < t ≤ 5000 | 5000 < t ≤ 60000
80 ≤ u < 90 | 0 | 0 | 0 | 0 | 0 | 0
70 ≤ u < 80 | 0 | 0 | 0 | 0 | 0 | 0
40 ≤ u < 70 | 0 | 0 | 0 | 0 | 0 | 0
5 ≤ u < 40 | 0 | 0 | 0 | 0 | 0 | 0
u < 5 | 0 | 0 | 0 | 0 | 0 | 0
Total | 0 | 0 | 0 | 0 | 0 | 0
BC0133(PT 133 BACAU)¦ meter SN:1009141000000868
Tensiune reziduală u% | Durata t ms |  |  |  |  | Total
| 10 < t ≤ 200 | 200 < t ≤ 500 | 500 < t ≤ 1000 | 1000 < t ≤ 5000 | 5000 < t ≤ 60000
80 ≤ u < 90 | 0 | 0 | 0 | 0 | 0 | 0
70 ≤ u < 80 | 0 | 0 | 0 | 0 | 0 | 0
40 ≤ u < 70 | 0 | 0 | 0 | 0 | 0 | 0
5 ≤ u < 40 | 0 | 0 | 0 | 0 | 0 | 0
u < 5 | 0 | 0 | 0 | 0 | 0 | 0
Total | 0 | 0 | 0 | 0 | 0 | 0
BC0140(PT 140 BACAU)¦ meter SN:1702234122711183
Tensiune reziduală u% | Durata t ms |  |  |  |  | Total
| 10 < t ≤ 200 | 200 < t ≤ 500 | 500 < t ≤ 1000 | 1000 < t ≤ 5000 | 5000 < t ≤ 60000
80 ≤ u < 90 | 0 | 0 | 0 | 0 | 0 | 0
70 ≤ u < 80 | 0 | 0 | 0 | 0 | 0 | 0
40 ≤ u < 70 | 0 | 0 | 0 | 0 | 0 | 0
5 ≤ u < 40 | 0 | 0 | 0 | 0 | 0 | 0
u < 5 | 0 | 0 | 0 | 0 | 0 | 0
Total | 0 | 0 | 0 | 0 | 0 | 0
BC0171(PT 171 BACAU)¦ meter SN:1702234123505944
Tensiune reziduală u% | Durata t ms |  |  |  |  | Total
| 10 < t ≤ 200 | 200 < t ≤ 500 | 500 < t ≤ 1000 | 1000 < t ≤ 5000 | 5000 < t ≤ 60000
80 ≤ u < 90 | 0 | 0 | 0 | 0 | 0 | 0
70 ≤ u < 80 | 0 | 0 | 0 | 0 | 0 | 0
40 ≤ u < 70 | 0 | 0 | 0 | 0 | 0 | 0
5 ≤ u < 40 | 0 | 0 | 0 | 0 | 0 | 0
u < 5 | 0 | 0 | 0 | 0 | 0 | 0
Total | 0 | 0 | 0 | 0 | 0 | 0
BC0190(PT 190 BACAU)¦ meter SN:1009151000002716
Tensiune reziduală u% | Durata t ms |  |  |  |  | Total
| 10 < t ≤ 200 | 200 < t ≤ 500 | 500 < t ≤ 1000 | 1000 < t ≤ 5000 | 5000 < t ≤ 60000
80 ≤ u < 90 | 0 | 0 | 0 | 0 | 0 | 0
70 ≤ u < 80 | 0 | 0 | 0 | 0 | 0 | 0
40 ≤ u < 70 | 0 | 0 | 0 | 0 | 0 | 0
5 ≤ u < 40 | 0 | 0 | 0 | 0 | 0 | 0
u < 5 | 0 | 0 | 0 | 0 | 0 | 0
Total | 0 | 0 | 0 | 0 | 0 | 0
BC0193(PT 193 BACAU)¦ meter SN:1009151000002749
Tensiune reziduală u% | Durata t ms |  |  |  |  | Total
| 10 < t ≤ 200 | 200 < t ≤ 500 | 500 < t ≤ 1000 | 1000 < t ≤ 5000 | 5000 < t ≤ 60000
80 ≤ u < 90 | 0 | 0 | 0 | 0 | 0 | 0
70 ≤ u < 80 | 0 | 0 | 0 | 0 | 0 | 0
40 ≤ u < 70 | 0 | 0 | 0 | 0 | 0 | 0
5 ≤ u < 40 | 0 | 0 | 0 | 0 | 0 | 0
u < 5 | 0 | 0 | 0 | 0 | 0 | 0
Total | 0 | 0 | 0 | 0 | 0 | 0
BC0222(PT 222 BACAU)¦ meter SN:1009141000000757
Tensiune reziduală u% | Durata t ms |  |  |  |  | Total
| 10 < t ≤ 200 | 200 < t ≤ 500 | 500 < t ≤ 1000 | 1000 < t ≤ 5000 | 5000 < t ≤ 60000
80 ≤ u < 90 | 0 | 0 | 0 | 0 | 0 | 0
70 ≤ u < 80 | 0 | 0 | 0 | 0 | 0 | 0
40 ≤ u < 70 | 0 | 0 | 0 | 0 | 0 | 0
5 ≤ u < 40 | 0 | 0 | 0 | 0 | 0 | 0
u < 5 | 0 | 0 | 0 | 0 | 0 | 0
Total | 0 | 0 | 0 | 0 | 0 | 0
BC0240(PT 240 BACAU)¦ meter SN:1702234122711173
Tensiune reziduală u% | Durata t ms |  |  |  |  | Total
| 10 < t ≤ 200 | 200 < t ≤ 500 | 500 < t ≤ 1000 | 1000 < t ≤ 5000 | 5000 < t ≤ 60000
80 ≤ u < 90 | 0 | 0 | 0 | 0 | 0 | 0
70 ≤ u < 80 | 0 | 0 | 0 | 0 | 0 | 0
40 ≤ u < 70 | 0 | 0 | 0 | 0 | 0 | 0
5 ≤ u < 40 | 0 | 0 | 0 | 0 | 0 | 0
u < 5 | 0 | 0 | 0 | 0 | 0 | 0
Total | 0 | 0 | 0 | 0 | 0 | 0
BC0247(PT 247 BACAU)¦ meter SN:1702234122711176
Tensiune reziduală u% | Durata t ms |  |  |  |  | Total
| 10 < t ≤ 200 | 200 < t ≤ 500 | 500 < t ≤ 1000 | 1000 < t ≤ 5000 | 5000 < t ≤ 60000
80 ≤ u < 90 | 0 | 0 | 0 | 0 | 0 | 0
70 ≤ u < 80 | 0 | 0 | 0 | 0 | 0 | 0
40 ≤ u < 70 | 0 | 0 | 0 | 0 | 0 | 0
5 ≤ u < 40 | 0 | 0 | 0 | 0 | 0 | 0
u < 5 | 0 | 0 | 0 | 0 | 0 | 0
Total | 0 | 0 | 0 | 0 | 0 | 0
BC0250(PT 250 BACAU)¦ meter SN:1702234122711174
Tensiune reziduală u% | Durata t ms |  |  |  |  | Total
| 10 < t ≤ 200 | 200 < t ≤ 500 | 500 < t ≤ 1000 | 1000 < t ≤ 5000 | 5000 < t ≤ 60000
80 ≤ u < 90 | 0 | 0 | 0 | 1 | 0 | 1
70 ≤ u < 80 | 0 | 0 | 0 | 0 | 0 | 0
40 ≤ u < 70 | 0 | 0 | 0 | 0 | 0 | 0
5 ≤ u < 40 | 0 | 0 | 0 | 0 | 0 | 0
u < 5 | 0 | 0 | 0 | 0 | 0 | 0
Total | 0 | 0 | 0 | 1 | 0 | 1
BC0258(PT 258 BACAU)¦ meter SN:1702234122645994
Tensiune reziduală u% | Durata t ms |  |  |  |  | Total
| 10 < t ≤ 200 | 200 < t ≤ 500 | 500 < t ≤ 1000 | 1000 < t ≤ 5000 | 5000 < t ≤ 60000
80 ≤ u < 90 | 0 | 0 | 0 | 0 | 0 | 0
70 ≤ u < 80 | 0 | 0 | 0 | 0 | 0 | 0
40 ≤ u < 70 | 0 | 0 | 0 | 0 | 0 | 0
5 ≤ u < 40 | 0 | 0 | 0 | 0 | 0 | 0
u < 5 | 0 | 0 | 0 | 0 | 0 | 0
Total | 0 | 0 | 0 | 0 | 0 | 0
BC0259(PT 259 BACAU)¦ meter SN:1702234122646003
Tensiune reziduală u% | Durata t ms |  |  |  |  | Total
| 10 < t ≤ 200 | 200 < t ≤ 500 | 500 < t ≤ 1000 | 1000 < t ≤ 5000 | 5000 < t ≤ 60000
80 ≤ u < 90 | 0 | 0 | 0 | 0 | 0 | 0
70 ≤ u < 80 | 0 | 0 | 0 | 0 | 0 | 0
40 ≤ u < 70 | 0 | 0 | 0 | 0 | 0 | 0
5 ≤ u < 40 | 0 | 0 | 0 | 0 | 0 | 0
u < 5 | 0 | 0 | 0 | 0 | 0 | 0
Total | 0 | 0 | 0 | 0 | 0 | 0
BC0266(PT 266 BACAU)¦ meter SN:1009151000002027
Tensiune reziduală u% | Durata t ms |  |  |  |  | Total
| 10 < t ≤ 200 | 200 < t ≤ 500 | 500 < t ≤ 1000 | 1000 < t ≤ 5000 | 5000 < t ≤ 60000
80 ≤ u < 90 | 0 | 0 | 0 | 0 | 0 | 0
70 ≤ u < 80 | 0 | 0 | 0 | 0 | 0 | 0
40 ≤ u < 70 | 0 | 0 | 0 | 0 | 0 | 0
5 ≤ u < 40 | 0 | 0 | 0 | 0 | 0 | 0
u < 5 | 0 | 0 | 0 | 0 | 0 | 0
Total | 0 | 0 | 0 | 0 | 0 | 0
BC0280(PT 280 BACAU)¦ meter SN:1009151000002029
Tensiune reziduală u% | Durata t ms |  |  |  |  | Total
| 10 < t ≤ 200 | 200 < t ≤ 500 | 500 < t ≤ 1000 | 1000 < t ≤ 5000 | 5000 < t ≤ 60000
80 ≤ u < 90 | 0 | 0 | 0 | 0 | 0 | 0
70 ≤ u < 80 | 0 | 0 | 0 | 0 | 0 | 0
40 ≤ u < 70 | 0 | 0 | 0 | 0 | 0 | 0
5 ≤ u < 40 | 0 | 0 | 0 | 0 | 0 | 0
u < 5 | 0 | 0 | 0 | 0 | 0 | 0
Total | 0 | 0 | 0 | 0 | 0 | 0
BC0346(PT 1 IZVOARE 346 BACAU)¦ meter SN:1702234122645987
Tensiune reziduală u% | Durata t ms |  |  |  |  | Total
| 10 < t ≤ 200 | 200 < t ≤ 500 | 500 < t ≤ 1000 | 1000 < t ≤ 5000 | 5000 < t ≤ 60000
80 ≤ u < 90 | 0 | 0 | 0 | 0 | 0 | 0
70 ≤ u < 80 | 0 | 0 | 0 | 0 | 0 | 0
40 ≤ u < 70 | 0 | 0 | 0 | 0 | 0 | 0
5 ≤ u < 40 | 0 | 0 | 0 | 0 | 0 | 0
u < 5 | 0 | 0 | 0 | 0 | 0 | 0
Total | 0 | 0 | 0 | 0 | 0 | 0
BC0377(PT 377 BACAU)¦ meter SN:1702234122645983
Tensiune reziduală u% | Durata t ms |  |  |  |  | Total
| 10 < t ≤ 200 | 200 < t ≤ 500 | 500 < t ≤ 1000 | 1000 < t ≤ 5000 | 5000 < t ≤ 60000
80 ≤ u < 90 | 0 | 0 | 0 | 0 | 0 | 0
70 ≤ u < 80 | 0 | 0 | 0 | 0 | 0 | 0
40 ≤ u < 70 | 0 | 0 | 0 | 0 | 0 | 0
5 ≤ u < 40 | 0 | 0 | 0 | 0 | 0 | 0
u < 5 | 0 | 0 | 0 | 0 | 0 | 0
Total | 0 | 0 | 0 | 0 | 0 | 0
BC0415(PT 415 BACAU)¦ meter SN:1009151000001386
Tensiune reziduală u% | Durata t ms |  |  |  |  | Total
| 10 < t ≤ 200 | 200 < t ≤ 500 | 500 < t ≤ 1000 | 1000 < t ≤ 5000 | 5000 < t ≤ 60000
80 ≤ u < 90 | 0 | 0 | 0 | 0 | 0 | 0
70 ≤ u < 80 | 0 | 0 | 0 | 0 | 0 | 0
40 ≤ u < 70 | 0 | 0 | 0 | 0 | 0 | 0
5 ≤ u < 40 | 0 | 0 | 0 | 0 | 0 | 0
u < 5 | 0 | 0 | 0 | 0 | 0 | 0
Total | 0 | 0 | 0 | 0 | 0 | 0
BC0416(PT 416 BACAU)¦ meter SN:1009141000000519
Tensiune reziduală u% | Durata t ms |  |  |  |  | Total
| 10 < t ≤ 200 | 200 < t ≤ 500 | 500 < t ≤ 1000 | 1000 < t ≤ 5000 | 5000 < t ≤ 60000
80 ≤ u < 90 | 0 | 0 | 0 | 0 | 0 | 0
70 ≤ u < 80 | 0 | 0 | 0 | 0 | 0 | 0
40 ≤ u < 70 | 0 | 0 | 0 | 0 | 0 | 0
5 ≤ u < 40 | 0 | 0 | 0 | 0 | 0 | 0
u < 5 | 0 | 0 | 0 | 0 | 0 | 0
Total | 0 | 0 | 0 | 0 | 0 | 0
BC0009(PT 9 BACAU)¦ meter SN:1009141000000682
Tensiune reziduală u% | Durata t ms |  |  |  |  | Total
| 10 < t ≤ 200 | 200 < t ≤ 500 | 500 < t ≤ 1000 | 1000 < t ≤ 5000 | 5000 < t ≤ 60000
80 ≤ u < 90 | 0 | 0 | 0 | 0 | 0 | 0
70 ≤ u < 80 | 0 | 0 | 0 | 0 | 0 | 0
40 ≤ u < 70 | 0 | 0 | 0 | 0 | 0 | 0
5 ≤ u < 40 | 0 | 0 | 0 | 0 | 0 | 0
u < 5 | 0 | 0 | 0 | 0 | 0 | 0
Total | 0 | 0 | 0 | 0 | 0 | 0
BC0016(PT 16 BACAU)¦ meter SN:1702234122645986
Tensiune reziduală u% | Durata t ms |  |  |  |  | Total
| 10 < t ≤ 200 | 200 < t ≤ 500 | 500 < t ≤ 1000 | 1000 < t ≤ 5000 | 5000 < t ≤ 60000
80 ≤ u < 90 | 0 | 0 | 0 | 0 | 1 | 1
70 ≤ u < 80 | 0 | 0 | 0 | 0 | 0 | 0
40 ≤ u < 70 | 0 | 0 | 0 | 0 | 0 | 0
5 ≤ u < 40 | 0 | 0 | 0 | 0 | 0 | 0
u < 5 | 0 | 0 | 0 | 0 | 0 | 0
Total | 0 | 0 | 0 | 0 | 1 | 1
BC0017(PT 17 BACAU)¦ meter SN:1702234122645985
Tensiune reziduală u% | Durata t ms |  |  |  |  | Total
| 10 < t ≤ 200 | 200 < t ≤ 500 | 500 < t ≤ 1000 | 1000 < t ≤ 5000 | 5000 < t ≤ 60000
80 ≤ u < 90 | 0 | 0 | 0 | 0 | 0 | 0
70 ≤ u < 80 | 0 | 0 | 0 | 0 | 0 | 0
40 ≤ u < 70 | 0 | 0 | 0 | 0 | 0 | 0
5 ≤ u < 40 | 0 | 0 | 0 | 0 | 0 | 0
u < 5 | 0 | 0 | 0 | 0 | 0 | 0
Total | 0 | 0 | 0 | 0 | 0 | 0
BC0018(PT 18 BACAU)¦ meter SN:1702234122645996
Tensiune reziduală u% | Durata t ms |  |  |  |  | Total
| 10 < t ≤ 200 | 200 < t ≤ 500 | 500 < t ≤ 1000 | 1000 < t ≤ 5000 | 5000 < t ≤ 60000
80 ≤ u < 90 | 0 | 0 | 0 | 0 | 0 | 0
70 ≤ u < 80 | 0 | 0 | 0 | 0 | 0 | 0
40 ≤ u < 70 | 0 | 0 | 0 | 0 | 0 | 0
5 ≤ u < 40 | 0 | 0 | 0 | 0 | 0 | 0
u < 5 | 0 | 0 | 0 | 0 | 0 | 0
Total | 0 | 0 | 0 | 0 | 0 | 0
BC0045(PA 45 BACAU)¦ meter SN:1009151000002738
Tensiune reziduală u% | Durata t ms |  |  |  |  | Total
| 10 < t ≤ 200 | 200 < t ≤ 500 | 500 < t ≤ 1000 | 1000 < t ≤ 5000 | 5000 < t ≤ 60000
80 ≤ u < 90 | 0 | 0 | 0 | 0 | 0 | 0
70 ≤ u < 80 | 0 | 0 | 0 | 0 | 0 | 0
40 ≤ u < 70 | 0 | 0 | 0 | 0 | 0 | 0
5 ≤ u < 40 | 0 | 0 | 0 | 0 | 0 | 0
u < 5 | 0 | 0 | 0 | 0 | 0 | 0
Total | 0 | 0 | 0 | 0 | 0 | 0
BC0047(PT 47 BACAU)¦ meter SN:1009141000001031
Tensiune reziduală u% | Durata t ms |  |  |  |  | Total
| 10 < t ≤ 200 | 200 < t ≤ 500 | 500 < t ≤ 1000 | 1000 < t ≤ 5000 | 5000 < t ≤ 60000
80 ≤ u < 90 | 0 | 0 | 0 | 0 | 0 | 0
70 ≤ u < 80 | 0 | 0 | 0 | 0 | 0 | 0
40 ≤ u < 70 | 0 | 0 | 0 | 0 | 0 | 0
5 ≤ u < 40 | 0 | 0 | 0 | 0 | 0 | 0
u < 5 | 0 | 0 | 0 | 0 | 0 | 0
Total | 0 | 0 | 0 | 0 | 0 | 0
BC0064(PA 64 BACAU)¦ meter SN:1702234122711167
Tensiune reziduală u% | Durata t ms |  |  |  |  | Total
| 10 < t ≤ 200 | 200 < t ≤ 500 | 500 < t ≤ 1000 | 1000 < t ≤ 5000 | 5000 < t ≤ 60000
80 ≤ u < 90 | 0 | 0 | 0 | 0 | 0 | 0
70 ≤ u < 80 | 0 | 0 | 0 | 0 | 0 | 0
40 ≤ u < 70 | 0 | 0 | 0 | 0 | 0 | 0
5 ≤ u < 40 | 0 | 0 | 0 | 0 | 0 | 0
u < 5 | 0 | 0 | 0 | 0 | 0 | 0
Total | 0 | 0 | 0 | 0 | 0 | 0
BC0066(PT 66 BACAU)¦ meter SN:1009141000000961
Tensiune reziduală u% | Durata t ms |  |  |  |  | Total
| 10 < t ≤ 200 | 200 < t ≤ 500 | 500 < t ≤ 1000 | 1000 < t ≤ 5000 | 5000 < t ≤ 60000
80 ≤ u < 90 | 0 | 0 | 0 | 0 | 0 | 0
70 ≤ u < 80 | 0 | 0 | 0 | 0 | 0 | 0
40 ≤ u < 70 | 0 | 0 | 0 | 0 | 0 | 0
5 ≤ u < 40 | 0 | 0 | 0 | 0 | 0 | 0
u < 5 | 0 | 0 | 0 | 0 | 0 | 0
Total | 0 | 0 | 0 | 0 | 0 | 0
BC0068(PT 68 BACAU)¦ meter SN:1702234123505943
Tensiune reziduală u% | Durata t ms |  |  |  |  | Total
| 10 < t ≤ 200 | 200 < t ≤ 500 | 500 < t ≤ 1000 | 1000 < t ≤ 5000 | 5000 < t ≤ 60000
80 ≤ u < 90 | 0 | 0 | 0 | 2 | 0 | 2
70 ≤ u < 80 | 0 | 0 | 0 | 0 | 0 | 0
40 ≤ u < 70 | 0 | 0 | 0 | 0 | 0 | 0
5 ≤ u < 40 | 0 | 0 | 0 | 0 | 0 | 0
u < 5 | 0 | 0 | 0 | 0 | 0 | 0
Total | 0 | 0 | 0 | 2 | 0 | 2
BC0089(PT 89 BACAU)¦ meter SN:1009151000001603
Tensiune reziduală u% | Durata t ms |  |  |  |  | Total
| 10 < t ≤ 200 | 200 < t ≤ 500 | 500 < t ≤ 1000 | 1000 < t ≤ 5000 | 5000 < t ≤ 60000
80 ≤ u < 90 | 0 | 0 | 0 | 0 | 0 | 0
70 ≤ u < 80 | 0 | 0 | 0 | 0 | 0 | 0
40 ≤ u < 70 | 0 | 0 | 0 | 0 | 0 | 0
5 ≤ u < 40 | 0 | 0 | 0 | 0 | 0 | 0
u < 5 | 0 | 0 | 0 | 0 | 0 | 0
Total | 0 | 0 | 0 | 0 | 0 | 0
BC0092(PT 92 BACAU)¦ meter SN:1009151000002048
Tensiune reziduală u% | Durata t ms |  |  |  |  | Total
| 10 < t ≤ 200 | 200 < t ≤ 500 | 500 < t ≤ 1000 | 1000 < t ≤ 5000 | 5000 < t ≤ 60000
80 ≤ u < 90 | 0 | 0 | 0 | 0 | 0 | 0
70 ≤ u < 80 | 0 | 0 | 0 | 0 | 0 | 0
40 ≤ u < 70 | 0 | 0 | 0 | 0 | 0 | 0
5 ≤ u < 40 | 0 | 0 | 0 | 0 | 0 | 0
u < 5 | 0 | 0 | 0 | 0 | 0 | 0
Total | 0 | 0 | 0 | 0 | 0 | 0
BC0094(PT 94 BACAU)¦ meter SN:1702234122646011
Tensiune reziduală u% | Durata t ms |  |  |  |  | Total
| 10 < t ≤ 200 | 200 < t ≤ 500 | 500 < t ≤ 1000 | 1000 < t ≤ 5000 | 5000 < t ≤ 60000
80 ≤ u < 90 | 0 | 0 | 0 | 0 | 0 | 0
70 ≤ u < 80 | 0 | 0 | 0 | 0 | 0 | 0
40 ≤ u < 70 | 0 | 0 | 0 | 0 | 0 | 0
5 ≤ u < 40 | 0 | 0 | 0 | 0 | 0 | 0
u < 5 | 0 | 0 | 0 | 0 | 0 | 0
Total | 0 | 0 | 0 | 0 | 0 | 0
BC0098(PT 98 BACAU)¦ meter SN:1009141000001232
Tensiune reziduală u% | Durata t ms |  |  |  |  | Total
| 10 < t ≤ 200 | 200 < t ≤ 500 | 500 < t ≤ 1000 | 1000 < t ≤ 5000 | 5000 < t ≤ 60000
80 ≤ u < 90 | 0 | 0 | 0 | 0 | 0 | 0
70 ≤ u < 80 | 0 | 0 | 0 | 0 | 0 | 0
40 ≤ u < 70 | 0 | 0 | 0 | 0 | 0 | 0
5 ≤ u < 40 | 0 | 0 | 0 | 0 | 0 | 0
u < 5 | 0 | 0 | 0 | 0 | 0 | 0
Total | 0 | 0 | 0 | 0 | 0 | 0
BC0118(PT 118 BACAU)¦ meter SN:1702234123505942
Tensiune reziduală u% | Durata t ms |  |  |  |  | Total
| 10 < t ≤ 200 | 200 < t ≤ 500 | 500 < t ≤ 1000 | 1000 < t ≤ 5000 | 5000 < t ≤ 60000
80 ≤ u < 90 | 0 | 0 | 0 | 0 | 1 | 1
70 ≤ u < 80 | 0 | 0 | 0 | 0 | 0 | 0
40 ≤ u < 70 | 0 | 0 | 0 | 0 | 0 | 0
5 ≤ u < 40 | 0 | 0 | 0 | 0 | 0 | 0
u < 5 | 0 | 0 | 0 | 0 | 0 | 0
Total | 0 | 0 | 0 | 0 | 1 | 1
BC0135(PT 135 BACAU)¦ meter SN:1702234123505941
Tensiune reziduală u% | Durata t ms |  |  |  |  | Total
| 10 < t ≤ 200 | 200 < t ≤ 500 | 500 < t ≤ 1000 | 1000 < t ≤ 5000 | 5000 < t ≤ 60000
80 ≤ u < 90 | 0 | 0 | 0 | 0 | 0 | 0
70 ≤ u < 80 | 0 | 0 | 0 | 0 | 0 | 0
40 ≤ u < 70 | 0 | 0 | 0 | 0 | 0 | 0
5 ≤ u < 40 | 0 | 0 | 0 | 0 | 0 | 0
u < 5 | 0 | 0 | 0 | 0 | 0 | 0
Total | 0 | 0 | 0 | 0 | 0 | 0
BC0179(PT 179 BACAU)¦ meter SN:1702234122711175
Tensiune reziduală u% | Durata t ms |  |  |  |  | Total
| 10 < t ≤ 200 | 200 < t ≤ 500 | 500 < t ≤ 1000 | 1000 < t ≤ 5000 | 5000 < t ≤ 60000
80 ≤ u < 90 | 0 | 0 | 0 | 369 | 162 | 531
70 ≤ u < 80 | 0 | 0 | 0 | 0 | 0 | 0
40 ≤ u < 70 | 0 | 0 | 0 | 0 | 0 | 0
5 ≤ u < 40 | 0 | 0 | 0 | 0 | 0 | 0
u < 5 | 0 | 0 | 0 | 0 | 0 | 0
Total | 0 | 0 | 0 | 369 | 162 | 531
BC0203(PT 203 BACAU)¦ meter SN:1009141000001262
Tensiune reziduală u% | Durata t ms |  |  |  |  | Total
| 10 < t ≤ 200 | 200 < t ≤ 500 | 500 < t ≤ 1000 | 1000 < t ≤ 5000 | 5000 < t ≤ 60000
80 ≤ u < 90 | 0 | 0 | 0 | 0 | 0 | 0
70 ≤ u < 80 | 0 | 0 | 0 | 0 | 0 | 0
40 ≤ u < 70 | 0 | 0 | 0 | 0 | 0 | 0
5 ≤ u < 40 | 0 | 0 | 0 | 0 | 0 | 0
u < 5 | 0 | 0 | 0 | 0 | 0 | 0
Total | 0 | 0 | 0 | 0 | 0 | 0
BC0423(PT 423 BACAU)¦ meter SN:1702434125895600
Tensiune reziduală u% | Durata t ms |  |  |  |  | Total
| 10 < t ≤ 200 | 200 < t ≤ 500 | 500 < t ≤ 1000 | 1000 < t ≤ 5000 | 5000 < t ≤ 60000
80 ≤ u < 90 | 0 | 0 | 0 | 0 | 0 | 0
70 ≤ u < 80 | 0 | 0 | 0 | 0 | 0 | 0
40 ≤ u < 70 | 0 | 0 | 0 | 0 | 0 | 0
5 ≤ u < 40 | 0 | 0 | 0 | 0 | 0 | 0
u < 5 | 0 | 0 | 0 | 0 | 0 | 0
Total | 0 | 0 | 0 | 0 | 0 | 0
BC0424(PT 424 BACAU)¦ meter SN:1009151000002260
Tensiune reziduală u% | Durata t ms |  |  |  |  | Total
| 10 < t ≤ 200 | 200 < t ≤ 500 | 500 < t ≤ 1000 | 1000 < t ≤ 5000 | 5000 < t ≤ 60000
80 ≤ u < 90 | 0 | 0 | 0 | 0 | 0 | 0
70 ≤ u < 80 | 0 | 0 | 0 | 0 | 0 | 0
40 ≤ u < 70 | 0 | 0 | 0 | 0 | 0 | 0
5 ≤ u < 40 | 0 | 0 | 0 | 0 | 0 | 0
u < 5 | 0 | 0 | 0 | 0 | 0 | 0
Total | 0 | 0 | 0 | 0 | 0 | 0
BC0449(PTAB 449 BACAU)¦ meter SN:1702234122711181
Tensiune reziduală u% | Durata t ms |  |  |  |  | Total
| 10 < t ≤ 200 | 200 < t ≤ 500 | 500 < t ≤ 1000 | 1000 < t ≤ 5000 | 5000 < t ≤ 60000
80 ≤ u < 90 | 0 | 0 | 0 | 0 | 0 | 0
70 ≤ u < 80 | 0 | 0 | 0 | 0 | 0 | 0
40 ≤ u < 70 | 0 | 0 | 0 | 0 | 0 | 0
5 ≤ u < 40 | 0 | 0 | 0 | 0 | 0 | 0
u < 5 | 0 | 0 | 0 | 0 | 0 | 0
Total | 0 | 0 | 0 | 0 | 0 | 0
BC0002(PT 2 BACAU)¦ meter SN:1702234122711166
Tensiune reziduală u% | Durata t ms |  |  |  |  | Total
| 10 < t ≤ 200 | 200 < t ≤ 500 | 500 < t ≤ 1000 | 1000 < t ≤ 5000 | 5000 < t ≤ 60000
80 ≤ u < 90 | 0 | 0 | 0 | 0 | 0 | 0
70 ≤ u < 80 | 0 | 0 | 0 | 0 | 0 | 0
40 ≤ u < 70 | 0 | 0 | 0 | 0 | 0 | 0
5 ≤ u < 40 | 0 | 0 | 0 | 0 | 0 | 0
u < 5 | 0 | 0 | 0 | 0 | 0 | 0
Total | 0 | 0 | 0 | 0 | 0 | 0
BC0040(PT 40 BACAU)¦ meter SN:1702234122645997
Tensiune reziduală u% | Durata t ms |  |  |  |  | Total
| 10 < t ≤ 200 | 200 < t ≤ 500 | 500 < t ≤ 1000 | 1000 < t ≤ 5000 | 5000 < t ≤ 60000
80 ≤ u < 90 | 0 | 0 | 0 | 0 | 0 | 0
70 ≤ u < 80 | 0 | 0 | 0 | 0 | 0 | 0
40 ≤ u < 70 | 0 | 0 | 0 | 0 | 0 | 0
5 ≤ u < 40 | 0 | 0 | 0 | 0 | 0 | 0
u < 5 | 0 | 0 | 0 | 0 | 0 | 0
Total | 0 | 0 | 0 | 0 | 0 | 0
BC0042(PT 42 BACAU)¦ meter SN:1009151000002406
Tensiune reziduală u% | Durata t ms |  |  |  |  | Total
| 10 < t ≤ 200 | 200 < t ≤ 500 | 500 < t ≤ 1000 | 1000 < t ≤ 5000 | 5000 < t ≤ 60000
80 ≤ u < 90 | 0 | 0 | 0 | 0 | 0 | 0
70 ≤ u < 80 | 0 | 0 | 0 | 0 | 0 | 0
40 ≤ u < 70 | 0 | 0 | 0 | 0 | 0 | 0
5 ≤ u < 40 | 0 | 0 | 0 | 0 | 0 | 0
u < 5 | 0 | 0 | 0 | 0 | 0 | 0
Total | 0 | 0 | 0 | 0 | 0 | 0
BC0059(PT 59 BACAU)¦ meter SN:1702234122711163
Tensiune reziduală u% | Durata t ms |  |  |  |  | Total
| 10 < t ≤ 200 | 200 < t ≤ 500 | 500 < t ≤ 1000 | 1000 < t ≤ 5000 | 5000 < t ≤ 60000
80 ≤ u < 90 | 0 | 0 | 0 | 0 | 0 | 0
70 ≤ u < 80 | 0 | 0 | 0 | 0 | 0 | 0
40 ≤ u < 70 | 0 | 0 | 0 | 0 | 0 | 0
5 ≤ u < 40 | 0 | 0 | 0 | 0 | 0 | 0
u < 5 | 0 | 0 | 0 | 0 | 0 | 0
Total | 0 | 0 | 0 | 0 | 0 | 0
BC0067(PT 67 BACAU)¦ meter SN:1702234122711165
Tensiune reziduală u% | Durata t ms |  |  |  |  | Total
| 10 < t ≤ 200 | 200 < t ≤ 500 | 500 < t ≤ 1000 | 1000 < t ≤ 5000 | 5000 < t ≤ 60000
80 ≤ u < 90 | 0 | 0 | 0 | 0 | 0 | 0
70 ≤ u < 80 | 0 | 0 | 0 | 0 | 0 | 0
40 ≤ u < 70 | 0 | 0 | 0 | 0 | 0 | 0
5 ≤ u < 40 | 0 | 0 | 0 | 0 | 0 | 0
u < 5 | 0 | 0 | 0 | 0 | 0 | 0
Total | 0 | 0 | 0 | 0 | 0 | 0
BC0074(PT 74 BACAU)¦ meter SN:1009151000001441
Tensiune reziduală u% | Durata t ms |  |  |  |  | Total
| 10 < t ≤ 200 | 200 < t ≤ 500 | 500 < t ≤ 1000 | 1000 < t ≤ 5000 | 5000 < t ≤ 60000
80 ≤ u < 90 | 0 | 0 | 0 | 0 | 0 | 0
70 ≤ u < 80 | 0 | 0 | 0 | 0 | 0 | 0
40 ≤ u < 70 | 0 | 0 | 0 | 0 | 0 | 0
5 ≤ u < 40 | 0 | 0 | 0 | 0 | 0 | 0
u < 5 | 0 | 0 | 0 | 0 | 0 | 0
Total | 0 | 0 | 0 | 0 | 0 | 0
BC0076(PT 76 BACAU)¦ meter SN:1009141000000726
Tensiune reziduală u% | Durata t ms |  |  |  |  | Total
| 10 < t ≤ 200 | 200 < t ≤ 500 | 500 < t ≤ 1000 | 1000 < t ≤ 5000 | 5000 < t ≤ 60000
80 ≤ u < 90 | 0 | 0 | 0 | 0 | 0 | 0
70 ≤ u < 80 | 0 | 0 | 0 | 0 | 0 | 0
40 ≤ u < 70 | 0 | 0 | 0 | 0 | 0 | 0
5 ≤ u < 40 | 0 | 0 | 0 | 0 | 0 | 0
u < 5 | 0 | 0 | 0 | 0 | 0 | 0
Total | 0 | 0 | 0 | 0 | 0 | 0
BC0077(PT 77 BACAU)¦ meter SN:1009141000000021
Tensiune reziduală u% | Durata t ms |  |  |  |  | Total
| 10 < t ≤ 200 | 200 < t ≤ 500 | 500 < t ≤ 1000 | 1000 < t ≤ 5000 | 5000 < t ≤ 60000
80 ≤ u < 90 | 0 | 0 | 0 | 0 | 0 | 0
70 ≤ u < 80 | 0 | 0 | 0 | 0 | 0 | 0
40 ≤ u < 70 | 0 | 0 | 0 | 0 | 0 | 0
5 ≤ u < 40 | 0 | 0 | 0 | 0 | 0 | 0
u < 5 | 0 | 0 | 0 | 0 | 0 | 0
Total | 0 | 0 | 0 | 0 | 0 | 0
BC0078(PT 78 BACAU)¦ meter SN:1009141000000188
Tensiune reziduală u% | Durata t ms |  |  |  |  | Total
| 10 < t ≤ 200 | 200 < t ≤ 500 | 500 < t ≤ 1000 | 1000 < t ≤ 5000 | 5000 < t ≤ 60000
80 ≤ u < 90 | 0 | 0 | 0 | 0 | 0 | 0
70 ≤ u < 80 | 0 | 0 | 0 | 0 | 0 | 0
40 ≤ u < 70 | 0 | 0 | 0 | 0 | 0 | 0
5 ≤ u < 40 | 0 | 0 | 0 | 0 | 0 | 0
u < 5 | 0 | 0 | 0 | 0 | 0 | 0
Total | 0 | 0 | 0 | 0 | 0 | 0
BC0097(PT 97 BACAU)¦ meter SN:1009151000001483
Tensiune reziduală u% | Durata t ms |  |  |  |  | Total
| 10 < t ≤ 200 | 200 < t ≤ 500 | 500 < t ≤ 1000 | 1000 < t ≤ 5000 | 5000 < t ≤ 60000
80 ≤ u < 90 | 0 | 0 | 0 | 0 | 0 | 0
70 ≤ u < 80 | 0 | 0 | 0 | 0 | 0 | 0
40 ≤ u < 70 | 0 | 0 | 0 | 0 | 0 | 0
5 ≤ u < 40 | 0 | 0 | 0 | 0 | 0 | 0
u < 5 | 0 | 0 | 0 | 0 | 0 | 0
Total | 0 | 0 | 0 | 0 | 0 | 0
BC0109(PT 109 BACAU)¦ meter SN:1009151000002198
Tensiune reziduală u% | Durata t ms |  |  |  |  | Total
| 10 < t ≤ 200 | 200 < t ≤ 500 | 500 < t ≤ 1000 | 1000 < t ≤ 5000 | 5000 < t ≤ 60000
80 ≤ u < 90 | 0 | 0 | 0 | 0 | 0 | 0
70 ≤ u < 80 | 0 | 0 | 0 | 0 | 0 | 0
40 ≤ u < 70 | 0 | 0 | 0 | 0 | 0 | 0
5 ≤ u < 40 | 0 | 0 | 0 | 0 | 0 | 0
u < 5 | 0 | 0 | 0 | 0 | 0 | 0
Total | 0 | 0 | 0 | 0 | 0 | 0
BC0134(PT 134 BACAU)¦ meter SN:1009141000000999
Tensiune reziduală u% | Durata t ms |  |  |  |  | Total
| 10 < t ≤ 200 | 200 < t ≤ 500 | 500 < t ≤ 1000 | 1000 < t ≤ 5000 | 5000 < t ≤ 60000
80 ≤ u < 90 | 0 | 0 | 0 | 0 | 0 | 0
70 ≤ u < 80 | 0 | 0 | 0 | 0 | 0 | 0
40 ≤ u < 70 | 0 | 0 | 0 | 0 | 0 | 0
5 ≤ u < 40 | 0 | 0 | 0 | 0 | 0 | 0
u < 5 | 0 | 0 | 0 | 0 | 0 | 0
Total | 0 | 0 | 0 | 0 | 0 | 0
BC0141(PT 141 BACAU)¦ meter SN:1702434125831798
Tensiune reziduală u% | Durata t ms |  |  |  |  | Total
| 10 < t ≤ 200 | 200 < t ≤ 500 | 500 < t ≤ 1000 | 1000 < t ≤ 5000 | 5000 < t ≤ 60000
80 ≤ u < 90 | 0 | 0 | 0 | 0 | 0 | 0
70 ≤ u < 80 | 0 | 0 | 0 | 0 | 0 | 0
40 ≤ u < 70 | 0 | 0 | 0 | 0 | 0 | 0
5 ≤ u < 40 | 0 | 0 | 0 | 0 | 0 | 0
u < 5 | 0 | 0 | 0 | 0 | 0 | 0
Total | 0 | 0 | 0 | 0 | 0 | 0
BC0145(PT 145 BACAU)¦ meter SN:1009141000000315
Tensiune reziduală u% | Durata t ms |  |  |  |  | Total
| 10 < t ≤ 200 | 200 < t ≤ 500 | 500 < t ≤ 1000 | 1000 < t ≤ 5000 | 5000 < t ≤ 60000
80 ≤ u < 90 | 0 | 0 | 0 | 0 | 0 | 0
70 ≤ u < 80 | 0 | 0 | 0 | 0 | 0 | 0
40 ≤ u < 70 | 0 | 0 | 0 | 0 | 0 | 0
5 ≤ u < 40 | 0 | 0 | 0 | 0 | 0 | 0
u < 5 | 0 | 0 | 0 | 0 | 0 | 0
Total | 0 | 0 | 0 | 0 | 0 | 0
BC0148(PT 148 BACAU)¦ meter SN:1009141000000317
Tensiune reziduală u% | Durata t ms |  |  |  |  | Total
| 10 < t ≤ 200 | 200 < t ≤ 500 | 500 < t ≤ 1000 | 1000 < t ≤ 5000 | 5000 < t ≤ 60000
80 ≤ u < 90 | 0 | 0 | 0 | 0 | 0 | 0
70 ≤ u < 80 | 0 | 0 | 0 | 0 | 0 | 0
40 ≤ u < 70 | 0 | 0 | 0 | 0 | 0 | 0
5 ≤ u < 40 | 0 | 0 | 0 | 0 | 0 | 0
u < 5 | 0 | 0 | 0 | 0 | 0 | 0
Total | 0 | 0 | 0 | 0 | 0 | 0
BC0157(PT 157 BACAU)¦ meter SN:1009151000001667
Tensiune reziduală u% | Durata t ms |  |  |  |  | Total
| 10 < t ≤ 200 | 200 < t ≤ 500 | 500 < t ≤ 1000 | 1000 < t ≤ 5000 | 5000 < t ≤ 60000
80 ≤ u < 90 | 0 | 0 | 0 | 0 | 0 | 0
70 ≤ u < 80 | 0 | 0 | 0 | 0 | 0 | 0
40 ≤ u < 70 | 0 | 0 | 0 | 0 | 0 | 0
5 ≤ u < 40 | 0 | 0 | 0 | 0 | 0 | 0
u < 5 | 0 | 0 | 0 | 0 | 0 | 0
Total | 0 | 0 | 0 | 0 | 0 | 0
BC0196(PT 196 BACAU)¦ meter SN:1009151000002713
Tensiune reziduală u% | Durata t ms |  |  |  |  | Total
| 10 < t ≤ 200 | 200 < t ≤ 500 | 500 < t ≤ 1000 | 1000 < t ≤ 5000 | 5000 < t ≤ 60000
80 ≤ u < 90 | 0 | 0 | 0 | 0 | 0 | 0
70 ≤ u < 80 | 0 | 0 | 0 | 0 | 0 | 0
40 ≤ u < 70 | 0 | 0 | 0 | 0 | 0 | 0
5 ≤ u < 40 | 0 | 0 | 0 | 0 | 0 | 0
u < 5 | 0 | 0 | 0 | 0 | 0 | 0
Total | 0 | 0 | 0 | 0 | 0 | 0
BC0198(PT 198 BACAU)¦ meter SN:1009141000000018
Tensiune reziduală u% | Durata t ms |  |  |  |  | Total
| 10 < t ≤ 200 | 200 < t ≤ 500 | 500 < t ≤ 1000 | 1000 < t ≤ 5000 | 5000 < t ≤ 60000
80 ≤ u < 90 | 0 | 0 | 0 | 0 | 0 | 0
70 ≤ u < 80 | 0 | 0 | 0 | 0 | 0 | 0
40 ≤ u < 70 | 0 | 0 | 0 | 0 | 0 | 0
5 ≤ u < 40 | 0 | 0 | 0 | 0 | 0 | 0
u < 5 | 0 | 0 | 0 | 0 | 0 | 0
Total | 0 | 0 | 0 | 0 | 0 | 0
BC0252(PT 252 BACAU)¦ meter SN:1702234122645991
Tensiune reziduală u% | Durata t ms |  |  |  |  | Total
| 10 < t ≤ 200 | 200 < t ≤ 500 | 500 < t ≤ 1000 | 1000 < t ≤ 5000 | 5000 < t ≤ 60000
80 ≤ u < 90 | 0 | 0 | 0 | 0 | 0 | 0
70 ≤ u < 80 | 0 | 0 | 0 | 0 | 0 | 0
40 ≤ u < 70 | 0 | 0 | 0 | 0 | 0 | 0
5 ≤ u < 40 | 0 | 0 | 0 | 0 | 0 | 0
u < 5 | 0 | 0 | 0 | 0 | 0 | 0
Total | 0 | 0 | 0 | 0 | 0 | 0
BC0273(PT 273 BACAU)¦ meter SN:1702234122711182
Tensiune reziduală u% | Durata t ms |  |  |  |  | Total
| 10 < t ≤ 200 | 200 < t ≤ 500 | 500 < t ≤ 1000 | 1000 < t ≤ 5000 | 5000 < t ≤ 60000
80 ≤ u < 90 | 0 | 0 | 0 | 0 | 0 | 0
70 ≤ u < 80 | 0 | 0 | 0 | 0 | 0 | 0
40 ≤ u < 70 | 0 | 0 | 0 | 0 | 0 | 0
5 ≤ u < 40 | 0 | 0 | 0 | 0 | 0 | 0
u < 5 | 0 | 0 | 0 | 0 | 0 | 0
Total | 0 | 0 | 0 | 0 | 0 | 0
BC0283(PT 283 BACAU)¦ meter SN:1009141000000840
Tensiune reziduală u% | Durata t ms |  |  |  |  | Total
| 10 < t ≤ 200 | 200 < t ≤ 500 | 500 < t ≤ 1000 | 1000 < t ≤ 5000 | 5000 < t ≤ 60000
80 ≤ u < 90 | 0 | 0 | 0 | 0 | 0 | 0
70 ≤ u < 80 | 0 | 0 | 0 | 0 | 0 | 0
40 ≤ u < 70 | 0 | 0 | 0 | 0 | 0 | 0
5 ≤ u < 40 | 0 | 0 | 0 | 0 | 0 | 0
u < 5 | 0 | 0 | 0 | 0 | 0 | 0
Total | 0 | 0 | 0 | 0 | 0 | 0
BC0283(PT 283 BACAU)¦ meter SN:1009141000000917
Tensiune reziduală u% | Durata t ms |  |  |  |  | Total
| 10 < t ≤ 200 | 200 < t ≤ 500 | 500 < t ≤ 1000 | 1000 < t ≤ 5000 | 5000 < t ≤ 60000
80 ≤ u < 90 | 0 | 0 | 0 | 0 | 0 | 0
70 ≤ u < 80 | 0 | 0 | 0 | 0 | 0 | 0
40 ≤ u < 70 | 0 | 0 | 0 | 0 | 0 | 0
5 ≤ u < 40 | 0 | 0 | 0 | 0 | 0 | 0
u < 5 | 0 | 0 | 0 | 0 | 0 | 0
Total | 0 | 0 | 0 | 0 | 0 | 0
BC0301(PT 301 BACAU)¦ meter SN:1702434127045292
Tensiune reziduală u% | Durata t ms |  |  |  |  | Total
| 10 < t ≤ 200 | 200 < t ≤ 500 | 500 < t ≤ 1000 | 1000 < t ≤ 5000 | 5000 < t ≤ 60000
80 ≤ u < 90 | 0 | 0 | 0 | 0 | 0 | 0
70 ≤ u < 80 | 0 | 0 | 0 | 0 | 0 | 0
40 ≤ u < 70 | 0 | 0 | 0 | 0 | 0 | 0
5 ≤ u < 40 | 0 | 0 | 0 | 0 | 0 | 0
u < 5 | 0 | 0 | 0 | 0 | 0 | 0
Total | 0 | 0 | 0 | 0 | 0 | 0
BC0311(PT 311 BACAU)¦ meter SN:1702434126595826
Tensiune reziduală u% | Durata t ms |  |  |  |  | Total
| 10 < t ≤ 200 | 200 < t ≤ 500 | 500 < t ≤ 1000 | 1000 < t ≤ 5000 | 5000 < t ≤ 60000
80 ≤ u < 90 | 0 | 0 | 0 | 0 | 0 | 0
70 ≤ u < 80 | 0 | 0 | 0 | 0 | 0 | 0
40 ≤ u < 70 | 0 | 0 | 0 | 0 | 0 | 0
5 ≤ u < 40 | 0 | 0 | 0 | 0 | 0 | 0
u < 5 | 0 | 0 | 0 | 0 | 0 | 0
Total | 0 | 0 | 0 | 0 | 0 | 0
BC0351(PT 351 BACAU)¦ meter SN:1009141000000013
Tensiune reziduală u% | Durata t ms |  |  |  |  | Total
| 10 < t ≤ 200 | 200 < t ≤ 500 | 500 < t ≤ 1000 | 1000 < t ≤ 5000 | 5000 < t ≤ 60000
80 ≤ u < 90 | 0 | 0 | 0 | 0 | 0 | 0
70 ≤ u < 80 | 0 | 0 | 0 | 0 | 0 | 0
40 ≤ u < 70 | 0 | 0 | 0 | 0 | 0 | 0
5 ≤ u < 40 | 0 | 0 | 0 | 0 | 0 | 0
u < 5 | 0 | 0 | 0 | 0 | 0 | 0
Total | 0 | 0 | 0 | 0 | 0 | 0
BC0395(PT 395 BACAU)¦ meter SN:1702234122645982
Tensiune reziduală u% | Durata t ms |  |  |  |  | Total
| 10 < t ≤ 200 | 200 < t ≤ 500 | 500 < t ≤ 1000 | 1000 < t ≤ 5000 | 5000 < t ≤ 60000
80 ≤ u < 90 | 0 | 0 | 0 | 0 | 0 | 0
70 ≤ u < 80 | 0 | 0 | 0 | 0 | 0 | 0
40 ≤ u < 70 | 0 | 0 | 0 | 0 | 0 | 0
5 ≤ u < 40 | 0 | 0 | 0 | 0 | 0 | 0
u < 5 | 0 | 0 | 0 | 0 | 0 | 0
Total | 0 | 0 | 0 | 0 | 0 | 0
BC0396(PT 396 BACAU)¦ meter SN:1009151000002468
Tensiune reziduală u% | Durata t ms |  |  |  |  | Total
| 10 < t ≤ 200 | 200 < t ≤ 500 | 500 < t ≤ 1000 | 1000 < t ≤ 5000 | 5000 < t ≤ 60000
80 ≤ u < 90 | 0 | 0 | 0 | 0 | 0 | 0
70 ≤ u < 80 | 0 | 0 | 0 | 0 | 0 | 0
40 ≤ u < 70 | 0 | 0 | 0 | 0 | 0 | 0
5 ≤ u < 40 | 0 | 0 | 0 | 0 | 0 | 0
u < 5 | 0 | 0 | 0 | 0 | 0 | 0
Total | 0 | 0 | 0 | 0 | 0 | 0
BC0401(PT 401 BACAU)¦ meter SN:1009141000000214
Tensiune reziduală u% | Durata t ms |  |  |  |  | Total
| 10 < t ≤ 200 | 200 < t ≤ 500 | 500 < t ≤ 1000 | 1000 < t ≤ 5000 | 5000 < t ≤ 60000
80 ≤ u < 90 | 0 | 0 | 0 | 0 | 0 | 0
70 ≤ u < 80 | 0 | 0 | 0 | 0 | 0 | 0
40 ≤ u < 70 | 0 | 0 | 0 | 0 | 0 | 0
5 ≤ u < 40 | 0 | 0 | 0 | 0 | 0 | 0
u < 5 | 0 | 0 | 0 | 0 | 0 | 0
Total | 0 | 0 | 0 | 0 | 0 | 0
BC0419(PT 419 BACAU)¦ meter SN:1009141000000270
Tensiune reziduală u% | Durata t ms |  |  |  |  | Total
| 10 < t ≤ 200 | 200 < t ≤ 500 | 500 < t ≤ 1000 | 1000 < t ≤ 5000 | 5000 < t ≤ 60000
80 ≤ u < 90 | 0 | 0 | 0 | 0 | 0 | 0
70 ≤ u < 80 | 0 | 0 | 0 | 0 | 0 | 0
40 ≤ u < 70 | 0 | 0 | 0 | 0 | 0 | 0
5 ≤ u < 40 | 0 | 0 | 0 | 0 | 0 | 0
u < 5 | 0 | 0 | 0 | 0 | 0 | 0
Total | 0 | 0 | 0 | 0 | 0 | 0
BC0420(PT 420 BACAU)¦ meter SN:1009151000002451
Tensiune reziduală u% | Durata t ms |  |  |  |  | Total
| 10 < t ≤ 200 | 200 < t ≤ 500 | 500 < t ≤ 1000 | 1000 < t ≤ 5000 | 5000 < t ≤ 60000
80 ≤ u < 90 | 0 | 0 | 0 | 0 | 0 | 0
70 ≤ u < 80 | 0 | 0 | 0 | 0 | 0 | 0
40 ≤ u < 70 | 0 | 0 | 0 | 0 | 0 | 0
5 ≤ u < 40 | 0 | 0 | 0 | 0 | 0 | 0
u < 5 | 0 | 0 | 0 | 0 | 0 | 0
Total | 0 | 0 | 0 | 0 | 0 | 0
BC0421(PT 421 BACAU)¦ meter SN:1009151000002446
Tensiune reziduală u% | Durata t ms |  |  |  |  | Total
| 10 < t ≤ 200 | 200 < t ≤ 500 | 500 < t ≤ 1000 | 1000 < t ≤ 5000 | 5000 < t ≤ 60000
80 ≤ u < 90 | 0 | 0 | 0 | 0 | 0 | 0
70 ≤ u < 80 | 0 | 0 | 0 | 0 | 0 | 0
40 ≤ u < 70 | 0 | 0 | 0 | 0 | 0 | 0
5 ≤ u < 40 | 0 | 0 | 0 | 0 | 0 | 0
u < 5 | 0 | 0 | 0 | 0 | 0 | 0
Total | 0 | 0 | 0 | 0 | 0 | 0
BC0429(PTAV 429 BACAU)¦ meter SN:1009141000000893
Tensiune reziduală u% | Durata t ms |  |  |  |  | Total
| 10 < t ≤ 200 | 200 < t ≤ 500 | 500 < t ≤ 1000 | 1000 < t ≤ 5000 | 5000 < t ≤ 60000
80 ≤ u < 90 | 0 | 0 | 0 | 0 | 0 | 0
70 ≤ u < 80 | 0 | 0 | 0 | 0 | 0 | 0
40 ≤ u < 70 | 0 | 0 | 0 | 0 | 0 | 0
5 ≤ u < 40 | 0 | 0 | 0 | 0 | 0 | 0
u < 5 | 0 | 0 | 0 | 0 | 0 | 0
Total | 0 | 0 | 0 | 0 | 0 | 0
BC0460(PT 460 BACAU)¦ meter SN:1009151000002453
Tensiune reziduală u% | Durata t ms |  |  |  |  | Total
| 10 < t ≤ 200 | 200 < t ≤ 500 | 500 < t ≤ 1000 | 1000 < t ≤ 5000 | 5000 < t ≤ 60000
80 ≤ u < 90 | 0 | 0 | 0 | 0 | 0 | 0
70 ≤ u < 80 | 0 | 0 | 0 | 0 | 0 | 0
40 ≤ u < 70 | 0 | 0 | 0 | 0 | 0 | 0
5 ≤ u < 40 | 0 | 0 | 0 | 0 | 0 | 0
u < 5 | 0 | 0 | 0 | 0 | 0 | 0
Total | 0 | 0 | 0 | 0 | 0 | 0
BC0003(PT 3 BACAU)¦ meter SN:1009141000000848
Tensiune reziduală u% | Durata t ms |  |  |  |  | Total
| 10 < t ≤ 200 | 200 < t ≤ 500 | 500 < t ≤ 1000 | 1000 < t ≤ 5000 | 5000 < t ≤ 60000
80 ≤ u < 90 | 0 | 0 | 0 | 0 | 0 | 0
70 ≤ u < 80 | 0 | 0 | 0 | 0 | 0 | 0
40 ≤ u < 70 | 0 | 0 | 0 | 0 | 0 | 0
5 ≤ u < 40 | 0 | 0 | 0 | 0 | 0 | 0
u < 5 | 0 | 0 | 0 | 0 | 0 | 0
Total | 0 | 0 | 0 | 0 | 0 | 0
BC0004(PT 4 BACAU)¦ meter SN:1702234122645984
Tensiune reziduală u% | Durata t ms |  |  |  |  | Total
| 10 < t ≤ 200 | 200 < t ≤ 500 | 500 < t ≤ 1000 | 1000 < t ≤ 5000 | 5000 < t ≤ 60000
80 ≤ u < 90 | 0 | 0 | 0 | 2 | 0 | 2
70 ≤ u < 80 | 0 | 0 | 0 | 0 | 0 | 0
40 ≤ u < 70 | 0 | 0 | 0 | 0 | 0 | 0
5 ≤ u < 40 | 0 | 0 | 0 | 0 | 0 | 0
u < 5 | 0 | 0 | 0 | 0 | 0 | 0
Total | 0 | 0 | 0 | 2 | 0 | 2
BC0005(PT 5 BACAU)¦ meter SN:1009141000000472
Tensiune reziduală u% | Durata t ms |  |  |  |  | Total
| 10 < t ≤ 200 | 200 < t ≤ 500 | 500 < t ≤ 1000 | 1000 < t ≤ 5000 | 5000 < t ≤ 60000
80 ≤ u < 90 | 0 | 0 | 0 | 0 | 0 | 0
70 ≤ u < 80 | 0 | 0 | 0 | 0 | 0 | 0
40 ≤ u < 70 | 0 | 0 | 0 | 0 | 0 | 0
5 ≤ u < 40 | 0 | 0 | 0 | 0 | 0 | 0
u < 5 | 0 | 0 | 0 | 0 | 0 | 0
Total | 0 | 0 | 0 | 0 | 0 | 0
BC0005(PT 5 BACAU)¦ meter SN:1009151000002072
Tensiune reziduală u% | Durata t ms |  |  |  |  | Total
| 10 < t ≤ 200 | 200 < t ≤ 500 | 500 < t ≤ 1000 | 1000 < t ≤ 5000 | 5000 < t ≤ 60000
80 ≤ u < 90 | 0 | 0 | 0 | 0 | 0 | 0
70 ≤ u < 80 | 0 | 0 | 0 | 0 | 0 | 0
40 ≤ u < 70 | 0 | 0 | 0 | 0 | 0 | 0
5 ≤ u < 40 | 0 | 0 | 0 | 0 | 0 | 0
u < 5 | 0 | 0 | 0 | 0 | 0 | 0
Total | 0 | 0 | 0 | 0 | 0 | 0
BC0008(PT 8 BACAU)¦ meter SN:1009141000000571
Tensiune reziduală u% | Durata t ms |  |  |  |  | Total
| 10 < t ≤ 200 | 200 < t ≤ 500 | 500 < t ≤ 1000 | 1000 < t ≤ 5000 | 5000 < t ≤ 60000
80 ≤ u < 90 | 0 | 0 | 0 | 0 | 0 | 0
70 ≤ u < 80 | 0 | 0 | 0 | 0 | 0 | 0
40 ≤ u < 70 | 0 | 0 | 0 | 0 | 0 | 0
5 ≤ u < 40 | 0 | 0 | 0 | 0 | 0 | 0
u < 5 | 0 | 0 | 0 | 0 | 0 | 0
Total | 0 | 0 | 0 | 0 | 0 | 0
BC0038(PT 38 BACAU)¦ meter SN:1702234122646004
Tensiune reziduală u% | Durata t ms |  |  |  |  | Total
| 10 < t ≤ 200 | 200 < t ≤ 500 | 500 < t ≤ 1000 | 1000 < t ≤ 5000 | 5000 < t ≤ 60000
80 ≤ u < 90 | 0 | 0 | 0 | 0 | 0 | 0
70 ≤ u < 80 | 0 | 0 | 0 | 0 | 0 | 0
40 ≤ u < 70 | 0 | 0 | 0 | 0 | 0 | 0
5 ≤ u < 40 | 0 | 0 | 0 | 0 | 0 | 0
u < 5 | 0 | 0 | 0 | 0 | 0 | 0
Total | 0 | 0 | 0 | 0 | 0 | 0
BC0039(PT 39 BACAU)¦ meter SN:1009141000000526
Tensiune reziduală u% | Durata t ms |  |  |  |  | Total
| 10 < t ≤ 200 | 200 < t ≤ 500 | 500 < t ≤ 1000 | 1000 < t ≤ 5000 | 5000 < t ≤ 60000
80 ≤ u < 90 | 0 | 0 | 0 | 0 | 0 | 0
70 ≤ u < 80 | 0 | 0 | 0 | 0 | 0 | 0
40 ≤ u < 70 | 0 | 0 | 0 | 0 | 0 | 0
5 ≤ u < 40 | 0 | 0 | 0 | 0 | 0 | 0
u < 5 | 0 | 0 | 0 | 0 | 0 | 0
Total | 0 | 0 | 0 | 0 | 0 | 0
BC0051(PT 51 BACAU)¦ meter SN:1009151000002053
Tensiune reziduală u% | Durata t ms |  |  |  |  | Total
| 10 < t ≤ 200 | 200 < t ≤ 500 | 500 < t ≤ 1000 | 1000 < t ≤ 5000 | 5000 < t ≤ 60000
80 ≤ u < 90 | 0 | 0 | 0 | 0 | 0 | 0
70 ≤ u < 80 | 0 | 0 | 0 | 0 | 0 | 0
40 ≤ u < 70 | 0 | 0 | 0 | 0 | 0 | 0
5 ≤ u < 40 | 0 | 0 | 0 | 0 | 0 | 0
u < 5 | 0 | 0 | 0 | 0 | 0 | 0
Total | 0 | 0 | 0 | 0 | 0 | 0
BC0054(PT 54 BACAU)¦ meter SN:1702434127045284
Tensiune reziduală u% | Durata t ms |  |  |  |  | Total
| 10 < t ≤ 200 | 200 < t ≤ 500 | 500 < t ≤ 1000 | 1000 < t ≤ 5000 | 5000 < t ≤ 60000
80 ≤ u < 90 | 0 | 0 | 0 | 0 | 0 | 0
70 ≤ u < 80 | 0 | 0 | 0 | 0 | 0 | 0
40 ≤ u < 70 | 0 | 0 | 0 | 0 | 0 | 0
5 ≤ u < 40 | 0 | 0 | 0 | 0 | 0 | 0
u < 5 | 0 | 0 | 0 | 0 | 0 | 0
Total | 0 | 0 | 0 | 0 | 0 | 0
BC0056(PT 56 BACAU)¦ meter SN:1009141000000609
Tensiune reziduală u% | Durata t ms |  |  |  |  | Total
| 10 < t ≤ 200 | 200 < t ≤ 500 | 500 < t ≤ 1000 | 1000 < t ≤ 5000 | 5000 < t ≤ 60000
80 ≤ u < 90 | 0 | 0 | 0 | 0 | 0 | 0
70 ≤ u < 80 | 0 | 0 | 0 | 0 | 0 | 0
40 ≤ u < 70 | 0 | 0 | 0 | 0 | 0 | 0
5 ≤ u < 40 | 0 | 0 | 0 | 0 | 0 | 0
u < 5 | 0 | 0 | 0 | 0 | 0 | 0
Total | 0 | 0 | 0 | 0 | 0 | 0
BC0058(PT 58 BACAU)¦ meter SN:1702234122711172
Tensiune reziduală u% | Durata t ms |  |  |  |  | Total
| 10 < t ≤ 200 | 200 < t ≤ 500 | 500 < t ≤ 1000 | 1000 < t ≤ 5000 | 5000 < t ≤ 60000
80 ≤ u < 90 | 0 | 0 | 0 | 0 | 0 | 0
70 ≤ u < 80 | 0 | 0 | 0 | 0 | 0 | 0
40 ≤ u < 70 | 0 | 0 | 0 | 0 | 0 | 0
5 ≤ u < 40 | 0 | 0 | 0 | 0 | 0 | 0
u < 5 | 0 | 0 | 0 | 0 | 0 | 0
Total | 0 | 0 | 0 | 0 | 0 | 0
BC0062(PT 62 BACAU)¦ meter SN:1009141000001269
Tensiune reziduală u% | Durata t ms |  |  |  |  | Total
| 10 < t ≤ 200 | 200 < t ≤ 500 | 500 < t ≤ 1000 | 1000 < t ≤ 5000 | 5000 < t ≤ 60000
80 ≤ u < 90 | 0 | 0 | 0 | 0 | 0 | 0
70 ≤ u < 80 | 0 | 0 | 0 | 0 | 0 | 0
40 ≤ u < 70 | 0 | 0 | 0 | 0 | 0 | 0
5 ≤ u < 40 | 0 | 0 | 0 | 0 | 0 | 0
u < 5 | 0 | 0 | 0 | 0 | 0 | 0
Total | 0 | 0 | 0 | 0 | 0 | 0
BC0070(PT 70 BACAU)¦ meter SN:1702234122646007
Tensiune reziduală u% | Durata t ms |  |  |  |  | Total
| 10 < t ≤ 200 | 200 < t ≤ 500 | 500 < t ≤ 1000 | 1000 < t ≤ 5000 | 5000 < t ≤ 60000
80 ≤ u < 90 | 0 | 0 | 0 | 0 | 0 | 0
70 ≤ u < 80 | 0 | 0 | 0 | 0 | 0 | 0
40 ≤ u < 70 | 0 | 0 | 0 | 0 | 0 | 0
5 ≤ u < 40 | 0 | 0 | 0 | 0 | 0 | 0
u < 5 | 0 | 0 | 0 | 0 | 0 | 0
Total | 0 | 0 | 0 | 0 | 0 | 0
BC0073(PTAV 73 BACAU)¦ meter SN:1702234122711178
Tensiune reziduală u% | Durata t ms |  |  |  |  | Total
| 10 < t ≤ 200 | 200 < t ≤ 500 | 500 < t ≤ 1000 | 1000 < t ≤ 5000 | 5000 < t ≤ 60000
80 ≤ u < 90 | 0 | 0 | 0 | 0 | 0 | 0
70 ≤ u < 80 | 0 | 0 | 0 | 0 | 0 | 0
40 ≤ u < 70 | 0 | 0 | 0 | 0 | 0 | 0
5 ≤ u < 40 | 0 | 0 | 0 | 0 | 0 | 0
u < 5 | 0 | 0 | 0 | 0 | 0 | 0
Total | 0 | 0 | 0 | 0 | 0 | 0
BC0178(PT 178 BACAU)¦ meter SN:1009151000002507
Tensiune reziduală u% | Durata t ms |  |  |  |  | Total
| 10 < t ≤ 200 | 200 < t ≤ 500 | 500 < t ≤ 1000 | 1000 < t ≤ 5000 | 5000 < t ≤ 60000
80 ≤ u < 90 | 0 | 0 | 0 | 0 | 0 | 0
70 ≤ u < 80 | 0 | 0 | 0 | 0 | 0 | 0
40 ≤ u < 70 | 0 | 0 | 0 | 0 | 0 | 0
5 ≤ u < 40 | 0 | 0 | 0 | 0 | 0 | 0
u < 5 | 0 | 0 | 0 | 0 | 0 | 0
Total | 0 | 0 | 0 | 0 | 0 | 0
BC0199(PT 199 BACAU)¦ meter SN:1009141000000097
Tensiune reziduală u% | Durata t ms |  |  |  |  | Total
| 10 < t ≤ 200 | 200 < t ≤ 500 | 500 < t ≤ 1000 | 1000 < t ≤ 5000 | 5000 < t ≤ 60000
80 ≤ u < 90 | 0 | 0 | 0 | 0 | 0 | 0
70 ≤ u < 80 | 0 | 0 | 0 | 0 | 0 | 0
40 ≤ u < 70 | 0 | 0 | 0 | 0 | 0 | 0
5 ≤ u < 40 | 0 | 0 | 0 | 0 | 0 | 0
u < 5 | 0 | 0 | 0 | 0 | 0 | 0
Total | 0 | 0 | 0 | 0 | 0 | 0
BC0270(PT 270 BACAU)¦ meter SN:1702234123505940
Tensiune reziduală u% | Durata t ms |  |  |  |  | Total
| 10 < t ≤ 200 | 200 < t ≤ 500 | 500 < t ≤ 1000 | 1000 < t ≤ 5000 | 5000 < t ≤ 60000
80 ≤ u < 90 | 0 | 0 | 0 | 1 | 0 | 1
70 ≤ u < 80 | 0 | 0 | 0 | 0 | 0 | 0
40 ≤ u < 70 | 0 | 0 | 0 | 0 | 0 | 0
5 ≤ u < 40 | 0 | 0 | 0 | 0 | 0 | 0
u < 5 | 0 | 0 | 0 | 0 | 0 | 0
Total | 0 | 0 | 0 | 1 | 0 | 1
BC0274(PT 274 BACAU)¦ meter SN:1009151000002055
Tensiune reziduală u% | Durata t ms |  |  |  |  | Total
| 10 < t ≤ 200 | 200 < t ≤ 500 | 500 < t ≤ 1000 | 1000 < t ≤ 5000 | 5000 < t ≤ 60000
80 ≤ u < 90 | 0 | 0 | 0 | 0 | 0 | 0
70 ≤ u < 80 | 0 | 0 | 0 | 0 | 0 | 0
40 ≤ u < 70 | 0 | 0 | 0 | 0 | 0 | 0
5 ≤ u < 40 | 0 | 0 | 0 | 0 | 0 | 0
u < 5 | 0 | 0 | 0 | 0 | 0 | 0
Total | 0 | 0 | 0 | 0 | 0 | 0
BC0297(PT 297 BACAU)¦ meter SN:1009141000001264
Tensiune reziduală u% | Durata t ms |  |  |  |  | Total
| 10 < t ≤ 200 | 200 < t ≤ 500 | 500 < t ≤ 1000 | 1000 < t ≤ 5000 | 5000 < t ≤ 60000
80 ≤ u < 90 | 0 | 0 | 0 | 0 | 0 | 0
70 ≤ u < 80 | 0 | 0 | 0 | 0 | 0 | 0
40 ≤ u < 70 | 0 | 0 | 0 | 0 | 0 | 0
5 ≤ u < 40 | 0 | 0 | 0 | 0 | 0 | 0
u < 5 | 0 | 0 | 0 | 0 | 0 | 0
Total | 0 | 0 | 0 | 0 | 0 | 0
BC0306(PT 306 BACAU)¦ meter SN:1702434125895601
Tensiune reziduală u% | Durata t ms |  |  |  |  | Total
| 10 < t ≤ 200 | 200 < t ≤ 500 | 500 < t ≤ 1000 | 1000 < t ≤ 5000 | 5000 < t ≤ 60000
80 ≤ u < 90 | 0 | 0 | 0 | 0 | 0 | 0
70 ≤ u < 80 | 0 | 0 | 0 | 0 | 0 | 0
40 ≤ u < 70 | 0 | 0 | 0 | 0 | 0 | 0
5 ≤ u < 40 | 0 | 0 | 0 | 0 | 0 | 0
u < 5 | 0 | 0 | 0 | 0 | 0 | 0
Total | 0 | 0 | 0 | 0 | 0 | 0
BC0313(PT 313 BACAU)¦ meter SN:1009141000001218
Tensiune reziduală u% | Durata t ms |  |  |  |  | Total
| 10 < t ≤ 200 | 200 < t ≤ 500 | 500 < t ≤ 1000 | 1000 < t ≤ 5000 | 5000 < t ≤ 60000
80 ≤ u < 90 | 0 | 0 | 0 | 0 | 0 | 0
70 ≤ u < 80 | 0 | 0 | 0 | 0 | 0 | 0
40 ≤ u < 70 | 0 | 0 | 0 | 0 | 0 | 0
5 ≤ u < 40 | 0 | 0 | 0 | 0 | 0 | 0
u < 5 | 0 | 0 | 0 | 0 | 0 | 0
Total | 0 | 0 | 0 | 0 | 0 | 0
BC0317(PT 317 BACAU)¦ meter SN:1009151000001664
Tensiune reziduală u% | Durata t ms |  |  |  |  | Total
| 10 < t ≤ 200 | 200 < t ≤ 500 | 500 < t ≤ 1000 | 1000 < t ≤ 5000 | 5000 < t ≤ 60000
80 ≤ u < 90 | 0 | 0 | 0 | 0 | 0 | 0
70 ≤ u < 80 | 0 | 0 | 0 | 0 | 0 | 0
40 ≤ u < 70 | 0 | 0 | 0 | 0 | 0 | 0
5 ≤ u < 40 | 0 | 0 | 0 | 0 | 0 | 0
u < 5 | 0 | 0 | 0 | 0 | 0 | 0
Total | 0 | 0 | 0 | 0 | 0 | 0
BC0319(PT 319 BACAU)¦ meter SN:1009151000002056
Tensiune reziduală u% | Durata t ms |  |  |  |  | Total
| 10 < t ≤ 200 | 200 < t ≤ 500 | 500 < t ≤ 1000 | 1000 < t ≤ 5000 | 5000 < t ≤ 60000
80 ≤ u < 90 | 0 | 0 | 0 | 0 | 0 | 0
70 ≤ u < 80 | 0 | 0 | 0 | 0 | 0 | 0
40 ≤ u < 70 | 0 | 0 | 0 | 0 | 0 | 0
5 ≤ u < 40 | 0 | 0 | 0 | 0 | 0 | 0
u < 5 | 0 | 0 | 0 | 0 | 0 | 0
Total | 0 | 0 | 0 | 0 | 0 | 0
BC0353(PT 353 BACAU)¦ meter SN:1009141000000742
Tensiune reziduală u% | Durata t ms |  |  |  |  | Total
| 10 < t ≤ 200 | 200 < t ≤ 500 | 500 < t ≤ 1000 | 1000 < t ≤ 5000 | 5000 < t ≤ 60000
80 ≤ u < 90 | 0 | 0 | 0 | 0 | 0 | 0
70 ≤ u < 80 | 0 | 0 | 0 | 0 | 0 | 0
40 ≤ u < 70 | 0 | 0 | 0 | 0 | 0 | 0
5 ≤ u < 40 | 0 | 0 | 0 | 0 | 0 | 0
u < 5 | 0 | 0 | 0 | 0 | 0 | 0
Total | 0 | 0 | 0 | 0 | 0 | 0
BC0363(PT 363 BACAU)¦ meter SN:1702234122711177
Tensiune reziduală u% | Durata t ms |  |  |  |  | Total
| 10 < t ≤ 200 | 200 < t ≤ 500 | 500 < t ≤ 1000 | 1000 < t ≤ 5000 | 5000 < t ≤ 60000
80 ≤ u < 90 | 0 | 0 | 0 | 0 | 0 | 0
70 ≤ u < 80 | 0 | 0 | 0 | 0 | 0 | 0
40 ≤ u < 70 | 0 | 0 | 0 | 0 | 0 | 0
5 ≤ u < 40 | 0 | 0 | 0 | 0 | 0 | 0
u < 5 | 0 | 0 | 0 | 0 | 0 | 0
Total | 0 | 0 | 0 | 0 | 0 | 0
BC0382(PT 382 BACAU)¦ meter SN:1009151000002046
Tensiune reziduală u% | Durata t ms |  |  |  |  | Total
| 10 < t ≤ 200 | 200 < t ≤ 500 | 500 < t ≤ 1000 | 1000 < t ≤ 5000 | 5000 < t ≤ 60000
80 ≤ u < 90 | 0 | 0 | 0 | 0 | 0 | 0
70 ≤ u < 80 | 0 | 0 | 0 | 0 | 0 | 0
40 ≤ u < 70 | 0 | 0 | 0 | 0 | 0 | 0
5 ≤ u < 40 | 0 | 0 | 0 | 0 | 0 | 0
u < 5 | 0 | 0 | 0 | 0 | 0 | 0
Total | 0 | 0 | 0 | 0 | 0 | 0
BC0444(PTAV 444 BACAU)¦ meter SN:1702234122711184
Tensiune reziduală u% | Durata t ms |  |  |  |  | Total
| 10 < t ≤ 200 | 200 < t ≤ 500 | 500 < t ≤ 1000 | 1000 < t ≤ 5000 | 5000 < t ≤ 60000
80 ≤ u < 90 | 0 | 0 | 0 | 0 | 0 | 0
70 ≤ u < 80 | 0 | 0 | 0 | 0 | 0 | 0
40 ≤ u < 70 | 0 | 0 | 0 | 0 | 0 | 0
5 ≤ u < 40 | 0 | 0 | 0 | 0 | 0 | 0
u < 5 | 0 | 0 | 0 | 0 | 0 | 0
Total | 0 | 0 | 0 | 0 | 0 | 0
BC0462(PTAB 462 BACAU)¦ meter SN:1702234122645998
Tensiune reziduală u% | Durata t ms |  |  |  |  | Total
| 10 < t ≤ 200 | 200 < t ≤ 500 | 500 < t ≤ 1000 | 1000 < t ≤ 5000 | 5000 < t ≤ 60000
80 ≤ u < 90 | 0 | 0 | 0 | 0 | 0 | 0
70 ≤ u < 80 | 0 | 0 | 0 | 0 | 0 | 0
40 ≤ u < 70 | 0 | 0 | 0 | 0 | 0 | 0
5 ≤ u < 40 | 0 | 0 | 0 | 0 | 0 | 0
u < 5 | 0 | 0 | 0 | 0 | 0 | 0
Total | 0 | 0 | 0 | 0 | 0 | 0

## BC20(BC EXTERIOR)
ANTO01(PT ANTOHESTI)¦ meter SN:1009151000002690
Tensiune reziduală u% | Durata t ms |  |  |  |  | Total
| 10 < t ≤ 200 | 200 < t ≤ 500 | 500 < t ≤ 1000 | 1000 < t ≤ 5000 | 5000 < t ≤ 60000
80 ≤ u < 90 | 0 | 0 | 0 | 0 | 0 | 0
70 ≤ u < 80 | 0 | 0 | 0 | 0 | 0 | 0
40 ≤ u < 70 | 0 | 0 | 0 | 0 | 0 | 0
5 ≤ u < 40 | 0 | 0 | 0 | 0 | 0 | 0
u < 5 | 0 | 0 | 0 | 0 | 0 | 0
Total | 0 | 0 | 0 | 0 | 0 | 0
BARB01(PT BARBOASA)¦ meter SN:1009151000002736
Tensiune reziduală u% | Durata t ms |  |  |  |  | Total
| 10 < t ≤ 200 | 200 < t ≤ 500 | 500 < t ≤ 1000 | 1000 < t ≤ 5000 | 5000 < t ≤ 60000
80 ≤ u < 90 | 0 | 0 | 0 | 0 | 0 | 0
70 ≤ u < 80 | 0 | 0 | 0 | 0 | 0 | 0
40 ≤ u < 70 | 0 | 0 | 0 | 0 | 0 | 0
5 ≤ u < 40 | 0 | 0 | 0 | 0 | 0 | 0
u < 5 | 0 | 0 | 0 | 0 | 0 | 0
Total | 0 | 0 | 0 | 0 | 0 | 0
BIJG01(PT 1 BIJGHIR)¦ meter SN:1009151000001689
Tensiune reziduală u% | Durata t ms |  |  |  |  | Total
| 10 < t ≤ 200 | 200 < t ≤ 500 | 500 < t ≤ 1000 | 1000 < t ≤ 5000 | 5000 < t ≤ 60000
80 ≤ u < 90 | 0 | 0 | 0 | 0 | 0 | 0
70 ≤ u < 80 | 0 | 0 | 0 | 0 | 0 | 0
40 ≤ u < 70 | 0 | 0 | 0 | 0 | 0 | 0
5 ≤ u < 40 | 0 | 0 | 0 | 0 | 0 | 0
u < 5 | 0 | 0 | 0 | 0 | 0 | 0
Total | 0 | 0 | 0 | 0 | 0 | 0
BIJG03(PT 3 BIJGHIR)¦ meter SN:1009141000000762
Tensiune reziduală u% | Durata t ms |  |  |  |  | Total
| 10 < t ≤ 200 | 200 < t ≤ 500 | 500 < t ≤ 1000 | 1000 < t ≤ 5000 | 5000 < t ≤ 60000
80 ≤ u < 90 | 0 | 0 | 0 | 0 | 0 | 0
70 ≤ u < 80 | 0 | 0 | 0 | 0 | 0 | 0
40 ≤ u < 70 | 0 | 0 | 0 | 0 | 0 | 0
5 ≤ u < 40 | 0 | 0 | 0 | 0 | 0 | 0
u < 5 | 0 | 0 | 0 | 0 | 0 | 0
Total | 0 | 0 | 0 | 0 | 0 | 0
BRDF01(PT BRAD FILIPENI)¦ meter SN:1009141000000835
Tensiune reziduală u% | Durata t ms |  |  |  |  | Total
| 10 < t ≤ 200 | 200 < t ≤ 500 | 500 < t ≤ 1000 | 1000 < t ≤ 5000 | 5000 < t ≤ 60000
80 ≤ u < 90 | 0 | 0 | 0 | 0 | 0 | 0
70 ≤ u < 80 | 0 | 0 | 0 | 0 | 0 | 0
40 ≤ u < 70 | 0 | 0 | 0 | 0 | 0 | 0
5 ≤ u < 40 | 0 | 0 | 0 | 0 | 0 | 0
u < 5 | 0 | 0 | 0 | 0 | 0 | 0
Total | 0 | 0 | 0 | 0 | 0 | 0
BTTA01(PT BALTATA)¦ meter SN:1009141000000128
Tensiune reziduală u% | Durata t ms |  |  |  |  | Total
| 10 < t ≤ 200 | 200 < t ≤ 500 | 500 < t ≤ 1000 | 1000 < t ≤ 5000 | 5000 < t ≤ 60000
80 ≤ u < 90 | 0 | 0 | 0 | 0 | 0 | 0
70 ≤ u < 80 | 0 | 0 | 0 | 0 | 0 | 0
40 ≤ u < 70 | 0 | 0 | 0 | 0 | 0 | 0
5 ≤ u < 40 | 0 | 0 | 0 | 0 | 0 | 0
u < 5 | 0 | 0 | 0 | 0 | 0 | 0
Total | 0 | 0 | 0 | 0 | 0 | 0
BUHC01(PT BUHOCEL)¦ meter SN:1009141000001098
Tensiune reziduală u% | Durata t ms |  |  |  |  | Total
| 10 < t ≤ 200 | 200 < t ≤ 500 | 500 < t ≤ 1000 | 1000 < t ≤ 5000 | 5000 < t ≤ 60000
80 ≤ u < 90 | 0 | 0 | 0 | 0 | 0 | 0
70 ≤ u < 80 | 0 | 0 | 0 | 0 | 0 | 0
40 ≤ u < 70 | 0 | 0 | 0 | 0 | 0 | 0
5 ≤ u < 40 | 0 | 0 | 0 | 0 | 0 | 0
u < 5 | 0 | 0 | 0 | 0 | 0 | 0
Total | 0 | 0 | 0 | 0 | 0 | 0
BUHO03(PT 3 BUHOCI)¦ meter SN:1009141000000665
Tensiune reziduală u% | Durata t ms |  |  |  |  | Total
| 10 < t ≤ 200 | 200 < t ≤ 500 | 500 < t ≤ 1000 | 1000 < t ≤ 5000 | 5000 < t ≤ 60000
80 ≤ u < 90 | 0 | 0 | 0 | 0 | 0 | 0
70 ≤ u < 80 | 0 | 0 | 0 | 0 | 0 | 0
40 ≤ u < 70 | 0 | 0 | 0 | 0 | 0 | 0
5 ≤ u < 40 | 0 | 0 | 0 | 0 | 0 | 0
u < 5 | 0 | 0 | 0 | 0 | 0 | 0
Total | 0 | 0 | 0 | 0 | 0 | 0
BUHO04(PT 4 BUHOCI)¦ meter SN:1009151000001581
Tensiune reziduală u% | Durata t ms |  |  |  |  | Total
| 10 < t ≤ 200 | 200 < t ≤ 500 | 500 < t ≤ 1000 | 1000 < t ≤ 5000 | 5000 < t ≤ 60000
80 ≤ u < 90 | 0 | 0 | 0 | 0 | 0 | 0
70 ≤ u < 80 | 0 | 0 | 0 | 0 | 0 | 0
40 ≤ u < 70 | 0 | 0 | 0 | 0 | 0 | 0
5 ≤ u < 40 | 0 | 0 | 0 | 0 | 0 | 0
u < 5 | 0 | 0 | 0 | 0 | 0 | 0
Total | 0 | 0 | 0 | 0 | 0 | 0
CHTI01(PT 1 CHETRIS)¦ meter SN:1009141000000626
Tensiune reziduală u% | Durata t ms |  |  |  |  | Total
| 10 < t ≤ 200 | 200 < t ≤ 500 | 500 < t ≤ 1000 | 1000 < t ≤ 5000 | 5000 < t ≤ 60000
80 ≤ u < 90 | 0 | 0 | 0 | 0 | 0 | 0
70 ≤ u < 80 | 0 | 0 | 0 | 0 | 0 | 0
40 ≤ u < 70 | 0 | 0 | 0 | 0 | 0 | 0
5 ≤ u < 40 | 0 | 0 | 0 | 0 | 0 | 0
u < 5 | 0 | 0 | 0 | 0 | 0 | 0
Total | 0 | 0 | 0 | 0 | 0 | 0
CHTI02(PT 2 CHETRIS(SMA))¦ meter SN:1009141000000308
Tensiune reziduală u% | Durata t ms |  |  |  |  | Total
| 10 < t ≤ 200 | 200 < t ≤ 500 | 500 < t ≤ 1000 | 1000 < t ≤ 5000 | 5000 < t ≤ 60000
80 ≤ u < 90 | 0 | 0 | 0 | 0 | 0 | 0
70 ≤ u < 80 | 0 | 0 | 0 | 0 | 0 | 0
40 ≤ u < 70 | 0 | 0 | 0 | 0 | 0 | 0
5 ≤ u < 40 | 0 | 0 | 0 | 0 | 0 | 0
u < 5 | 0 | 0 | 0 | 0 | 0 | 0
Total | 0 | 0 | 0 | 0 | 0 | 0
COTE01(PT COTENI)¦ meter SN:1009141000001208
Tensiune reziduală u% | Durata t ms |  |  |  |  | Total
| 10 < t ≤ 200 | 200 < t ≤ 500 | 500 < t ≤ 1000 | 1000 < t ≤ 5000 | 5000 < t ≤ 60000
80 ≤ u < 90 | 0 | 0 | 0 | 0 | 0 | 0
70 ≤ u < 80 | 0 | 0 | 0 | 0 | 0 | 0
40 ≤ u < 70 | 0 | 0 | 0 | 0 | 0 | 0
5 ≤ u < 40 | 0 | 0 | 0 | 0 | 0 | 0
u < 5 | 0 | 0 | 0 | 0 | 0 | 0
Total | 0 | 0 | 0 | 0 | 0 | 0
DLPR01(PT 1 D. PERJULUI)¦ meter SN:1009141000000765
Tensiune reziduală u% | Durata t ms |  |  |  |  | Total
| 10 < t ≤ 200 | 200 < t ≤ 500 | 500 < t ≤ 1000 | 1000 < t ≤ 5000 | 5000 < t ≤ 60000
80 ≤ u < 90 | 0 | 0 | 0 | 0 | 0 | 0
70 ≤ u < 80 | 0 | 0 | 0 | 0 | 0 | 0
40 ≤ u < 70 | 0 | 0 | 0 | 0 | 0 | 0
5 ≤ u < 40 | 0 | 0 | 0 | 0 | 0 | 0
u < 5 | 0 | 0 | 0 | 0 | 0 | 0
Total | 0 | 0 | 0 | 0 | 0 | 0
DLPR03(PT 3 D. PERJULUI)¦ meter SN:1009141000000845
Tensiune reziduală u% | Durata t ms |  |  |  |  | Total
| 10 < t ≤ 200 | 200 < t ≤ 500 | 500 < t ≤ 1000 | 1000 < t ≤ 5000 | 5000 < t ≤ 60000
80 ≤ u < 90 | 0 | 0 | 0 | 0 | 0 | 0
70 ≤ u < 80 | 0 | 0 | 0 | 0 | 0 | 0
40 ≤ u < 70 | 0 | 0 | 0 | 0 | 0 | 0
5 ≤ u < 40 | 0 | 0 | 0 | 0 | 0 | 0
u < 5 | 0 | 0 | 0 | 0 | 0 | 0
Total | 0 | 0 | 0 | 0 | 0 | 0
DOSP01(PT 1 DOSPINESTI)¦ meter SN:1009141000000869
Tensiune reziduală u% | Durata t ms |  |  |  |  | Total
| 10 < t ≤ 200 | 200 < t ≤ 500 | 500 < t ≤ 1000 | 1000 < t ≤ 5000 | 5000 < t ≤ 60000
80 ≤ u < 90 | 0 | 0 | 0 | 0 | 0 | 0
70 ≤ u < 80 | 0 | 0 | 0 | 0 | 0 | 0
40 ≤ u < 70 | 0 | 0 | 0 | 0 | 0 | 0
5 ≤ u < 40 | 0 | 0 | 0 | 0 | 0 | 0
u < 5 | 0 | 0 | 0 | 0 | 0 | 0
Total | 0 | 0 | 0 | 0 | 0 | 0
FAGH01(PT FAGHIENI)¦ meter SN:1009162000024098
Tensiune reziduală u% | Durata t ms |  |  |  |  | Total
| 10 < t ≤ 200 | 200 < t ≤ 500 | 500 < t ≤ 1000 | 1000 < t ≤ 5000 | 5000 < t ≤ 60000
80 ≤ u < 90 | 0 | 0 | 0 | 0 | 0 | 0
70 ≤ u < 80 | 0 | 0 | 0 | 0 | 0 | 0
40 ≤ u < 70 | 0 | 0 | 0 | 0 | 0 | 0
5 ≤ u < 40 | 0 | 0 | 0 | 0 | 0 | 0
u < 5 | 0 | 0 | 0 | 0 | 0 | 0
Total | 0 | 0 | 0 | 0 | 0 | 0
FARA04(PT 4 FARAOANI (V. MARE 1))¦ meter SN:1009151000001462
Tensiune reziduală u% | Durata t ms |  |  |  |  | Total
| 10 < t ≤ 200 | 200 < t ≤ 500 | 500 < t ≤ 1000 | 1000 < t ≤ 5000 | 5000 < t ≤ 60000
80 ≤ u < 90 | 0 | 0 | 0 | 0 | 0 | 0
70 ≤ u < 80 | 0 | 0 | 0 | 0 | 0 | 0
40 ≤ u < 70 | 0 | 0 | 0 | 0 | 0 | 0
5 ≤ u < 40 | 0 | 0 | 0 | 0 | 0 | 0
u < 5 | 0 | 0 | 0 | 0 | 0 | 0
Total | 0 | 0 | 0 | 0 | 0 | 0
FARA05(PT 5 FARAOANI (V. MARE 2))¦ meter SN:1009141000001014
Tensiune reziduală u% | Durata t ms |  |  |  |  | Total
| 10 < t ≤ 200 | 200 < t ≤ 500 | 500 < t ≤ 1000 | 1000 < t ≤ 5000 | 5000 < t ≤ 60000
80 ≤ u < 90 | 0 | 0 | 0 | 0 | 0 | 0
70 ≤ u < 80 | 0 | 0 | 0 | 0 | 0 | 0
40 ≤ u < 70 | 0 | 0 | 0 | 0 | 0 | 0
5 ≤ u < 40 | 0 | 0 | 0 | 0 | 0 | 0
u < 5 | 0 | 0 | 0 | 0 | 0 | 0
Total | 0 | 0 | 0 | 0 | 0 | 0
FILI02(PT 2 FILIPENI)¦ meter SN:1009151000002460
Tensiune reziduală u% | Durata t ms |  |  |  |  | Total
| 10 < t ≤ 200 | 200 < t ≤ 500 | 500 < t ≤ 1000 | 1000 < t ≤ 5000 | 5000 < t ≤ 60000
80 ≤ u < 90 | 0 | 0 | 0 | 0 | 0 | 0
70 ≤ u < 80 | 0 | 0 | 0 | 0 | 0 | 0
40 ≤ u < 70 | 0 | 0 | 0 | 0 | 0 | 0
5 ≤ u < 40 | 0 | 0 | 0 | 0 | 0 | 0
u < 5 | 0 | 0 | 0 | 0 | 0 | 0
Total | 0 | 0 | 0 | 0 | 0 | 0
FILI03(PT 3 FILIPENI)¦ meter SN:1009141000000810
Tensiune reziduală u% | Durata t ms |  |  |  |  | Total
| 10 < t ≤ 200 | 200 < t ≤ 500 | 500 < t ≤ 1000 | 1000 < t ≤ 5000 | 5000 < t ≤ 60000
80 ≤ u < 90 | 0 | 0 | 0 | 0 | 0 | 0
70 ≤ u < 80 | 0 | 0 | 0 | 0 | 0 | 0
40 ≤ u < 70 | 0 | 0 | 0 | 0 | 0 | 0
5 ≤ u < 40 | 0 | 0 | 0 | 0 | 0 | 0
u < 5 | 0 | 0 | 0 | 0 | 0 | 0
Total | 0 | 0 | 0 | 0 | 0 | 0
FILI04(PT 4 FILIPENI)¦ meter SN:1009151000002246
Tensiune reziduală u% | Durata t ms |  |  |  |  | Total
| 10 < t ≤ 200 | 200 < t ≤ 500 | 500 < t ≤ 1000 | 1000 < t ≤ 5000 | 5000 < t ≤ 60000
80 ≤ u < 90 | 0 | 0 | 0 | 0 | 0 | 0
70 ≤ u < 80 | 0 | 0 | 0 | 0 | 0 | 0
40 ≤ u < 70 | 0 | 0 | 0 | 0 | 0 | 0
5 ≤ u < 40 | 0 | 0 | 0 | 0 | 0 | 0
u < 5 | 0 | 0 | 0 | 0 | 0 | 0
Total | 0 | 0 | 0 | 0 | 0 | 0
FRNT03(PT 3 FRUNTESTI)¦ meter SN:1009151000001480
Tensiune reziduală u% | Durata t ms |  |  |  |  | Total
| 10 < t ≤ 200 | 200 < t ≤ 500 | 500 < t ≤ 1000 | 1000 < t ≤ 5000 | 5000 < t ≤ 60000
80 ≤ u < 90 | 0 | 0 | 0 | 0 | 0 | 0
70 ≤ u < 80 | 0 | 0 | 0 | 0 | 0 | 0
40 ≤ u < 70 | 0 | 0 | 0 | 0 | 0 | 0
5 ≤ u < 40 | 0 | 0 | 0 | 0 | 0 | 0
u < 5 | 0 | 0 | 0 | 0 | 0 | 0
Total | 0 | 0 | 0 | 0 | 0 | 0
FURN01(PT FURNICARI)¦ meter SN:1009141000000089
Tensiune reziduală u% | Durata t ms |  |  |  |  | Total
| 10 < t ≤ 200 | 200 < t ≤ 500 | 500 < t ≤ 1000 | 1000 < t ≤ 5000 | 5000 < t ≤ 60000
80 ≤ u < 90 | 0 | 0 | 0 | 0 | 0 | 0
70 ≤ u < 80 | 0 | 0 | 0 | 0 | 0 | 0
40 ≤ u < 70 | 0 | 0 | 0 | 0 | 0 | 0
5 ≤ u < 40 | 0 | 0 | 0 | 0 | 0 | 0
u < 5 | 0 | 0 | 0 | 0 | 0 | 0
Total | 0 | 0 | 0 | 0 | 0 | 0
GIOS01(PT1 GIOSENI)¦ meter SN:1009141000001283
Tensiune reziduală u% | Durata t ms |  |  |  |  | Total
| 10 < t ≤ 200 | 200 < t ≤ 500 | 500 < t ≤ 1000 | 1000 < t ≤ 5000 | 5000 < t ≤ 60000
80 ≤ u < 90 | 0 | 0 | 0 | 0 | 0 | 0
70 ≤ u < 80 | 0 | 0 | 0 | 0 | 0 | 0
40 ≤ u < 70 | 0 | 0 | 0 | 0 | 0 | 0
5 ≤ u < 40 | 0 | 0 | 0 | 0 | 0 | 0
u < 5 | 0 | 0 | 0 | 0 | 0 | 0
Total | 0 | 0 | 0 | 0 | 0 | 0
GIOS02(PT 2 GIOSENI)¦ meter SN:1009151000002261
Tensiune reziduală u% | Durata t ms |  |  |  |  | Total
| 10 < t ≤ 200 | 200 < t ≤ 500 | 500 < t ≤ 1000 | 1000 < t ≤ 5000 | 5000 < t ≤ 60000
80 ≤ u < 90 | 0 | 0 | 0 | 0 | 0 | 0
70 ≤ u < 80 | 0 | 0 | 0 | 0 | 0 | 0
40 ≤ u < 70 | 0 | 0 | 0 | 0 | 0 | 0
5 ≤ u < 40 | 0 | 0 | 0 | 0 | 0 | 0
u < 5 | 0 | 0 | 0 | 0 | 0 | 0
Total | 0 | 0 | 0 | 0 | 0 | 0
GIOS03(PT 3 GIOSENI)¦ meter SN:1009141000000777
Tensiune reziduală u% | Durata t ms |  |  |  |  | Total
| 10 < t ≤ 200 | 200 < t ≤ 500 | 500 < t ≤ 1000 | 1000 < t ≤ 5000 | 5000 < t ≤ 60000
80 ≤ u < 90 | 0 | 0 | 0 | 0 | 0 | 0
70 ≤ u < 80 | 0 | 0 | 0 | 0 | 0 | 0
40 ≤ u < 70 | 0 | 0 | 0 | 0 | 0 | 0
5 ≤ u < 40 | 0 | 0 | 0 | 0 | 0 | 0
u < 5 | 0 | 0 | 0 | 0 | 0 | 0
Total | 0 | 0 | 0 | 0 | 0 | 0
GIOS04(PT 4 GIOSENI)¦ meter SN:1009141000000873
Tensiune reziduală u% | Durata t ms |  |  |  |  | Total
| 10 < t ≤ 200 | 200 < t ≤ 500 | 500 < t ≤ 1000 | 1000 < t ≤ 5000 | 5000 < t ≤ 60000
80 ≤ u < 90 | 0 | 0 | 0 | 0 | 0 | 0
70 ≤ u < 80 | 0 | 0 | 0 | 0 | 0 | 0
40 ≤ u < 70 | 0 | 0 | 0 | 0 | 0 | 0
5 ≤ u < 40 | 0 | 0 | 0 | 0 | 0 | 0
u < 5 | 0 | 0 | 0 | 0 | 0 | 0
Total | 0 | 0 | 0 | 0 | 0 | 0
GIOS05(PT 5 GIOSENI)¦ meter SN:1009141000000942
Tensiune reziduală u% | Durata t ms |  |  |  |  | Total
| 10 < t ≤ 200 | 200 < t ≤ 500 | 500 < t ≤ 1000 | 1000 < t ≤ 5000 | 5000 < t ≤ 60000
80 ≤ u < 90 | 0 | 0 | 0 | 0 | 0 | 0
70 ≤ u < 80 | 0 | 0 | 0 | 0 | 0 | 0
40 ≤ u < 70 | 0 | 0 | 0 | 0 | 0 | 0
5 ≤ u < 40 | 0 | 0 | 0 | 0 | 0 | 0
u < 5 | 0 | 0 | 0 | 0 | 0 | 0
Total | 0 | 0 | 0 | 0 | 0 | 0
GLDS01(PT 1 GLODISOARELE)¦ meter SN:1009141000000336
Tensiune reziduală u% | Durata t ms |  |  |  |  | Total
| 10 < t ≤ 200 | 200 < t ≤ 500 | 500 < t ≤ 1000 | 1000 < t ≤ 5000 | 5000 < t ≤ 60000
80 ≤ u < 90 | 0 | 0 | 0 | 0 | 0 | 0
70 ≤ u < 80 | 0 | 0 | 0 | 0 | 0 | 0
40 ≤ u < 70 | 0 | 0 | 0 | 0 | 0 | 0
5 ≤ u < 40 | 0 | 0 | 0 | 0 | 0 | 0
u < 5 | 0 | 0 | 0 | 0 | 0 | 0
Total | 0 | 0 | 0 | 0 | 0 | 0
GLDS02(PT 2 GLODISOARELE)¦ meter SN:1009141000000342
Tensiune reziduală u% | Durata t ms |  |  |  |  | Total
| 10 < t ≤ 200 | 200 < t ≤ 500 | 500 < t ≤ 1000 | 1000 < t ≤ 5000 | 5000 < t ≤ 60000
80 ≤ u < 90 | 0 | 0 | 0 | 0 | 0 | 0
70 ≤ u < 80 | 0 | 0 | 0 | 0 | 0 | 0
40 ≤ u < 70 | 0 | 0 | 0 | 0 | 0 | 0
5 ≤ u < 40 | 0 | 0 | 0 | 0 | 0 | 0
u < 5 | 0 | 0 | 0 | 0 | 0 | 0
Total | 0 | 0 | 0 | 0 | 0 | 0
GODO01(PT F. GODOVANA)¦ meter SN:1009151000001566
Tensiune reziduală u% | Durata t ms |  |  |  |  | Total
| 10 < t ≤ 200 | 200 < t ≤ 500 | 500 < t ≤ 1000 | 1000 < t ≤ 5000 | 5000 < t ≤ 60000
80 ≤ u < 90 | 0 | 0 | 0 | 0 | 0 | 0
70 ≤ u < 80 | 0 | 0 | 0 | 0 | 0 | 0
40 ≤ u < 70 | 0 | 0 | 0 | 0 | 0 | 0
5 ≤ u < 40 | 0 | 0 | 0 | 0 | 0 | 0
u < 5 | 0 | 0 | 0 | 0 | 0 | 0
Total | 0 | 0 | 0 | 0 | 0 | 0
LETE08(PT 8 LETEA VECHE)¦ meter SN:1009141000000807
Tensiune reziduală u% | Durata t ms |  |  |  |  | Total
| 10 < t ≤ 200 | 200 < t ≤ 500 | 500 < t ≤ 1000 | 1000 < t ≤ 5000 | 5000 < t ≤ 60000
80 ≤ u < 90 | 0 | 0 | 0 | 0 | 0 | 0
70 ≤ u < 80 | 0 | 0 | 0 | 0 | 0 | 0
40 ≤ u < 70 | 0 | 0 | 0 | 0 | 0 | 0
5 ≤ u < 40 | 0 | 0 | 0 | 0 | 0 | 0
u < 5 | 0 | 0 | 0 | 0 | 0 | 0
Total | 0 | 0 | 0 | 0 | 0 | 0
MRST01(PT 1 MARASTI)¦ meter SN:1009141000001023
Tensiune reziduală u% | Durata t ms |  |  |  |  | Total
| 10 < t ≤ 200 | 200 < t ≤ 500 | 500 < t ≤ 1000 | 1000 < t ≤ 5000 | 5000 < t ≤ 60000
80 ≤ u < 90 | 0 | 0 | 0 | 0 | 0 | 0
70 ≤ u < 80 | 0 | 0 | 0 | 0 | 0 | 0
40 ≤ u < 70 | 0 | 0 | 0 | 0 | 0 | 0
5 ≤ u < 40 | 0 | 0 | 0 | 0 | 0 | 0
u < 5 | 0 | 0 | 0 | 0 | 0 | 0
Total | 0 | 0 | 0 | 0 | 0 | 0
MRST02(PT 2 MARASTI)¦ meter SN:1009141000000705
Tensiune reziduală u% | Durata t ms |  |  |  |  | Total
| 10 < t ≤ 200 | 200 < t ≤ 500 | 500 < t ≤ 1000 | 1000 < t ≤ 5000 | 5000 < t ≤ 60000
80 ≤ u < 90 | 0 | 0 | 0 | 0 | 0 | 0
70 ≤ u < 80 | 0 | 0 | 0 | 0 | 0 | 0
40 ≤ u < 70 | 0 | 0 | 0 | 0 | 0 | 0
5 ≤ u < 40 | 0 | 0 | 0 | 0 | 0 | 0
u < 5 | 0 | 0 | 0 | 0 | 0 | 0
Total | 0 | 0 | 0 | 0 | 0 | 0
NICO01(PT 1 NICOLAE BALCESCU)¦ meter SN:1009141000000870
Tensiune reziduală u% | Durata t ms |  |  |  |  | Total
| 10 < t ≤ 200 | 200 < t ≤ 500 | 500 < t ≤ 1000 | 1000 < t ≤ 5000 | 5000 < t ≤ 60000
80 ≤ u < 90 | 0 | 0 | 0 | 0 | 0 | 0
70 ≤ u < 80 | 0 | 0 | 0 | 0 | 0 | 0
40 ≤ u < 70 | 0 | 0 | 0 | 0 | 0 | 0
5 ≤ u < 40 | 0 | 0 | 0 | 0 | 0 | 0
u < 5 | 0 | 0 | 0 | 0 | 0 | 0
Total | 0 | 0 | 0 | 0 | 0 | 0
NICO02(PT 2 NICOLAE BALCESCU)¦ meter SN:1009141000000703
Tensiune reziduală u% | Durata t ms |  |  |  |  | Total
| 10 < t ≤ 200 | 200 < t ≤ 500 | 500 < t ≤ 1000 | 1000 < t ≤ 5000 | 5000 < t ≤ 60000
80 ≤ u < 90 | 0 | 0 | 0 | 0 | 0 | 0
70 ≤ u < 80 | 0 | 0 | 0 | 0 | 0 | 0
40 ≤ u < 70 | 0 | 0 | 0 | 0 | 0 | 0
5 ≤ u < 40 | 0 | 0 | 0 | 0 | 0 | 0
u < 5 | 0 | 0 | 0 | 0 | 0 | 0
Total | 0 | 0 | 0 | 0 | 0 | 0
NICO03(PT 3 NICOLAE BALCESCU (RADIOFAR INDEPARTAT))¦ meter SN:1009141000000450
Tensiune reziduală u% | Durata t ms |  |  |  |  | Total
| 10 < t ≤ 200 | 200 < t ≤ 500 | 500 < t ≤ 1000 | 1000 < t ≤ 5000 | 5000 < t ≤ 60000
80 ≤ u < 90 | 0 | 0 | 0 | 0 | 0 | 0
70 ≤ u < 80 | 0 | 0 | 0 | 0 | 0 | 0
40 ≤ u < 70 | 0 | 0 | 0 | 0 | 0 | 0
5 ≤ u < 40 | 0 | 0 | 0 | 0 | 0 | 0
u < 5 | 0 | 0 | 0 | 0 | 0 | 0
Total | 0 | 0 | 0 | 0 | 0 | 0
NICO04(PT 4 NICOLAE BALCESCU (AGROPREST))¦ meter SN:1009141000001042
Tensiune reziduală u% | Durata t ms |  |  |  |  | Total
| 10 < t ≤ 200 | 200 < t ≤ 500 | 500 < t ≤ 1000 | 1000 < t ≤ 5000 | 5000 < t ≤ 60000
80 ≤ u < 90 | 0 | 0 | 0 | 0 | 0 | 0
70 ≤ u < 80 | 0 | 0 | 0 | 0 | 0 | 0
40 ≤ u < 70 | 0 | 0 | 0 | 0 | 0 | 0
5 ≤ u < 40 | 0 | 0 | 0 | 0 | 0 | 0
u < 5 | 0 | 0 | 0 | 0 | 0 | 0
Total | 0 | 0 | 0 | 0 | 0 | 0
NICO05(PT 5 NICOLAE BALCESCU)¦ meter SN:1009141000000748
Tensiune reziduală u% | Durata t ms |  |  |  |  | Total
| 10 < t ≤ 200 | 200 < t ≤ 500 | 500 < t ≤ 1000 | 1000 < t ≤ 5000 | 5000 < t ≤ 60000
80 ≤ u < 90 | 0 | 0 | 0 | 0 | 0 | 0
70 ≤ u < 80 | 0 | 0 | 0 | 0 | 0 | 0
40 ≤ u < 70 | 0 | 0 | 0 | 0 | 0 | 0
5 ≤ u < 40 | 0 | 0 | 0 | 0 | 0 | 0
u < 5 | 0 | 0 | 0 | 0 | 0 | 0
Total | 0 | 0 | 0 | 0 | 0 | 0
NICO07(PT 7 NICOLAE BALCESCU)¦ meter SN:1009141000000688
Tensiune reziduală u% | Durata t ms |  |  |  |  | Total
| 10 < t ≤ 200 | 200 < t ≤ 500 | 500 < t ≤ 1000 | 1000 < t ≤ 5000 | 5000 < t ≤ 60000
80 ≤ u < 90 | 0 | 0 | 0 | 0 | 0 | 0
70 ≤ u < 80 | 0 | 0 | 0 | 0 | 0 | 0
40 ≤ u < 70 | 0 | 0 | 0 | 0 | 0 | 0
5 ≤ u < 40 | 0 | 0 | 0 | 0 | 0 | 0
u < 5 | 0 | 0 | 0 | 0 | 0 | 0
Total | 0 | 0 | 0 | 0 | 0 | 0
NICO10(PT 10 NICOLAE BALCESCU)¦ meter SN:1009141000000535
Tensiune reziduală u% | Durata t ms |  |  |  |  | Total
| 10 < t ≤ 200 | 200 < t ≤ 500 | 500 < t ≤ 1000 | 1000 < t ≤ 5000 | 5000 < t ≤ 60000
80 ≤ u < 90 | 0 | 0 | 0 | 0 | 0 | 0
70 ≤ u < 80 | 0 | 0 | 0 | 0 | 0 | 0
40 ≤ u < 70 | 0 | 0 | 0 | 0 | 0 | 0
5 ≤ u < 40 | 0 | 0 | 0 | 0 | 0 | 0
u < 5 | 0 | 0 | 0 | 0 | 0 | 0
Total | 0 | 0 | 0 | 0 | 0 | 0
NICO11(PT 11 NICOLAE BALCESCU)¦ meter SN:1009141000000552
Tensiune reziduală u% | Durata t ms |  |  |  |  | Total
| 10 < t ≤ 200 | 200 < t ≤ 500 | 500 < t ≤ 1000 | 1000 < t ≤ 5000 | 5000 < t ≤ 60000
80 ≤ u < 90 | 0 | 0 | 0 | 0 | 0 | 0
70 ≤ u < 80 | 0 | 0 | 0 | 0 | 0 | 0
40 ≤ u < 70 | 0 | 0 | 0 | 0 | 0 | 0
5 ≤ u < 40 | 0 | 0 | 0 | 0 | 0 | 0
u < 5 | 0 | 0 | 0 | 0 | 0 | 0
Total | 0 | 0 | 0 | 0 | 0 | 0
NICO12(PT 12 NICOLAE BALCESCU (PRIMARIE))¦ meter SN:1009151000002243
Tensiune reziduală u% | Durata t ms |  |  |  |  | Total
| 10 < t ≤ 200 | 200 < t ≤ 500 | 500 < t ≤ 1000 | 1000 < t ≤ 5000 | 5000 < t ≤ 60000
80 ≤ u < 90 | 0 | 0 | 0 | 0 | 0 | 0
70 ≤ u < 80 | 0 | 0 | 0 | 0 | 0 | 0
40 ≤ u < 70 | 0 | 0 | 0 | 0 | 0 | 0
5 ≤ u < 40 | 0 | 0 | 0 | 0 | 0 | 0
u < 5 | 0 | 0 | 0 | 0 | 0 | 0
Total | 0 | 0 | 0 | 0 | 0 | 0
OBAR01(PT 1 OBARSIA)¦ meter SN:1009151000001725
Tensiune reziduală u% | Durata t ms |  |  |  |  | Total
| 10 < t ≤ 200 | 200 < t ≤ 500 | 500 < t ≤ 1000 | 1000 < t ≤ 5000 | 5000 < t ≤ 60000
80 ≤ u < 90 | 0 | 0 | 0 | 0 | 0 | 0
70 ≤ u < 80 | 0 | 0 | 0 | 0 | 0 | 0
40 ≤ u < 70 | 0 | 0 | 0 | 0 | 0 | 0
5 ≤ u < 40 | 0 | 0 | 0 | 0 | 0 | 0
u < 5 | 0 | 0 | 0 | 0 | 0 | 0
Total | 0 | 0 | 0 | 0 | 0 | 0
ONIC01(PT 1 ONCESTI)¦ meter SN:1009141000001140
Tensiune reziduală u% | Durata t ms |  |  |  |  | Total
| 10 < t ≤ 200 | 200 < t ≤ 500 | 500 < t ≤ 1000 | 1000 < t ≤ 5000 | 5000 < t ≤ 60000
80 ≤ u < 90 | 0 | 0 | 0 | 0 | 0 | 0
70 ≤ u < 80 | 0 | 0 | 0 | 0 | 0 | 0
40 ≤ u < 70 | 0 | 0 | 0 | 0 | 0 | 0
5 ≤ u < 40 | 0 | 0 | 0 | 0 | 0 | 0
u < 5 | 0 | 0 | 0 | 0 | 0 | 0
Total | 0 | 0 | 0 | 0 | 0 | 0
ONIC02(PT 2 ONCESTI)¦ meter SN:1009141000000984
Tensiune reziduală u% | Durata t ms |  |  |  |  | Total
| 10 < t ≤ 200 | 200 < t ≤ 500 | 500 < t ≤ 1000 | 1000 < t ≤ 5000 | 5000 < t ≤ 60000
80 ≤ u < 90 | 0 | 0 | 0 | 0 | 0 | 0
70 ≤ u < 80 | 0 | 0 | 0 | 0 | 0 | 0
40 ≤ u < 70 | 0 | 0 | 0 | 0 | 0 | 0
5 ≤ u < 40 | 0 | 0 | 0 | 0 | 0 | 0
u < 5 | 0 | 0 | 0 | 0 | 0 | 0
Total | 0 | 0 | 0 | 0 | 0 | 0
PADF01(PT PADURENI FILIPENI)¦ meter SN:1009151000002161
Tensiune reziduală u% | Durata t ms |  |  |  |  | Total
| 10 < t ≤ 200 | 200 < t ≤ 500 | 500 < t ≤ 1000 | 1000 < t ≤ 5000 | 5000 < t ≤ 60000
80 ≤ u < 90 | 0 | 0 | 0 | 0 | 0 | 0
70 ≤ u < 80 | 0 | 0 | 0 | 0 | 0 | 0
40 ≤ u < 70 | 0 | 0 | 0 | 0 | 0 | 0
5 ≤ u < 40 | 0 | 0 | 0 | 0 | 0 | 0
u < 5 | 0 | 0 | 0 | 0 | 0 | 0
Total | 0 | 0 | 0 | 0 | 0 | 0
PADI01(PT PADURENI IZVORUL BERHECIULUI)¦ meter SN:1009141000000854
Tensiune reziduală u% | Durata t ms |  |  |  |  | Total
| 10 < t ≤ 200 | 200 < t ≤ 500 | 500 < t ≤ 1000 | 1000 < t ≤ 5000 | 5000 < t ≤ 60000
80 ≤ u < 90 | 0 | 0 | 0 | 0 | 0 | 0
70 ≤ u < 80 | 0 | 0 | 0 | 0 | 0 | 0
40 ≤ u < 70 | 0 | 0 | 0 | 0 | 0 | 0
5 ≤ u < 40 | 0 | 0 | 0 | 0 | 0 | 0
u < 5 | 0 | 0 | 0 | 0 | 0 | 0
Total | 0 | 0 | 0 | 0 | 0 | 0
RDM01(PT SAT RADOMIRESTI)¦ meter SN:1009141000000415
Tensiune reziduală u% | Durata t ms |  |  |  |  | Total
| 10 < t ≤ 200 | 200 < t ≤ 500 | 500 < t ≤ 1000 | 1000 < t ≤ 5000 | 5000 < t ≤ 60000
80 ≤ u < 90 | 0 | 0 | 0 | 0 | 0 | 0
70 ≤ u < 80 | 0 | 0 | 0 | 0 | 0 | 0
40 ≤ u < 70 | 0 | 0 | 0 | 0 | 0 | 0
5 ≤ u < 40 | 0 | 0 | 0 | 0 | 0 | 0
u < 5 | 0 | 0 | 0 | 0 | 0 | 0
Total | 0 | 0 | 0 | 0 | 0 | 0
RUCI01(PT 1 RUSCIUTEA)¦ meter SN:1009141000001210
Tensiune reziduală u% | Durata t ms |  |  |  |  | Total
| 10 < t ≤ 200 | 200 < t ≤ 500 | 500 < t ≤ 1000 | 1000 < t ≤ 5000 | 5000 < t ≤ 60000
80 ≤ u < 90 | 0 | 0 | 0 | 0 | 0 | 0
70 ≤ u < 80 | 0 | 0 | 0 | 0 | 0 | 0
40 ≤ u < 70 | 0 | 0 | 0 | 0 | 0 | 0
5 ≤ u < 40 | 0 | 0 | 0 | 0 | 0 | 0
u < 5 | 0 | 0 | 0 | 0 | 0 | 0
Total | 0 | 0 | 0 | 0 | 0 | 0
RUCI02(PT 2 RUSCIUTEA)¦ meter SN:1009141000000767
Tensiune reziduală u% | Durata t ms |  |  |  |  | Total
| 10 < t ≤ 200 | 200 < t ≤ 500 | 500 < t ≤ 1000 | 1000 < t ≤ 5000 | 5000 < t ≤ 60000
80 ≤ u < 90 | 0 | 0 | 0 | 0 | 0 | 0
70 ≤ u < 80 | 0 | 0 | 0 | 0 | 0 | 0
40 ≤ u < 70 | 0 | 0 | 0 | 0 | 0 | 0
5 ≤ u < 40 | 0 | 0 | 0 | 0 | 0 | 0
u < 5 | 0 | 0 | 0 | 0 | 0 | 0
Total | 0 | 0 | 0 | 0 | 0 | 0
SARN01(PT 1 SARATA)¦ meter SN:1009141000000418
Tensiune reziduală u% | Durata t ms |  |  |  |  | Total
| 10 < t ≤ 200 | 200 < t ≤ 500 | 500 < t ≤ 1000 | 1000 < t ≤ 5000 | 5000 < t ≤ 60000
80 ≤ u < 90 | 0 | 0 | 0 | 0 | 0 | 0
70 ≤ u < 80 | 0 | 0 | 0 | 0 | 0 | 0
40 ≤ u < 70 | 0 | 0 | 0 | 0 | 0 | 0
5 ≤ u < 40 | 0 | 0 | 0 | 0 | 0 | 0
u < 5 | 0 | 0 | 0 | 0 | 0 | 0
Total | 0 | 0 | 0 | 0 | 0 | 0
SARN02(PT 2 SARATA (TALPA))¦ meter SN:1009141000000267
Tensiune reziduală u% | Durata t ms |  |  |  |  | Total
| 10 < t ≤ 200 | 200 < t ≤ 500 | 500 < t ≤ 1000 | 1000 < t ≤ 5000 | 5000 < t ≤ 60000
80 ≤ u < 90 | 0 | 0 | 0 | 0 | 0 | 0
70 ≤ u < 80 | 0 | 0 | 0 | 0 | 0 | 0
40 ≤ u < 70 | 0 | 0 | 0 | 0 | 0 | 0
5 ≤ u < 40 | 0 | 0 | 0 | 0 | 0 | 0
u < 5 | 0 | 0 | 0 | 0 | 0 | 0
Total | 0 | 0 | 0 | 0 | 0 | 0
SARN03(PT 3 SARATA (D. NOU))¦ meter SN:1009141000000645
Tensiune reziduală u% | Durata t ms |  |  |  |  | Total
| 10 < t ≤ 200 | 200 < t ≤ 500 | 500 < t ≤ 1000 | 1000 < t ≤ 5000 | 5000 < t ≤ 60000
80 ≤ u < 90 | 0 | 0 | 0 | 0 | 0 | 0
70 ≤ u < 80 | 0 | 0 | 0 | 0 | 0 | 0
40 ≤ u < 70 | 0 | 0 | 0 | 0 | 0 | 0
5 ≤ u < 40 | 0 | 0 | 0 | 0 | 0 | 0
u < 5 | 0 | 0 | 0 | 0 | 0 | 0
Total | 0 | 0 | 0 | 0 | 0 | 0
SARN04(PT 4 SARATA)¦ meter SN:1009141000000604
Tensiune reziduală u% | Durata t ms |  |  |  |  | Total
| 10 < t ≤ 200 | 200 < t ≤ 500 | 500 < t ≤ 1000 | 1000 < t ≤ 5000 | 5000 < t ≤ 60000
80 ≤ u < 90 | 0 | 0 | 0 | 0 | 0 | 0
70 ≤ u < 80 | 0 | 0 | 0 | 0 | 0 | 0
40 ≤ u < 70 | 0 | 0 | 0 | 0 | 0 | 0
5 ≤ u < 40 | 0 | 0 | 0 | 0 | 0 | 0
u < 5 | 0 | 0 | 0 | 0 | 0 | 0
Total | 0 | 0 | 0 | 0 | 0 | 0
SARN05(PT 5 SARATA (MOARA HAIDAU))¦ meter SN:1009141000001116
Tensiune reziduală u% | Durata t ms |  |  |  |  | Total
| 10 < t ≤ 200 | 200 < t ≤ 500 | 500 < t ≤ 1000 | 1000 < t ≤ 5000 | 5000 < t ≤ 60000
80 ≤ u < 90 | 0 | 0 | 0 | 0 | 0 | 0
70 ≤ u < 80 | 0 | 0 | 0 | 0 | 0 | 0
40 ≤ u < 70 | 0 | 0 | 0 | 0 | 0 | 0
5 ≤ u < 40 | 0 | 0 | 0 | 0 | 0 | 0
u < 5 | 0 | 0 | 0 | 0 | 0 | 0
Total | 0 | 0 | 0 | 0 | 0 | 0
SARN06(PT 6 SARATA)¦ meter SN:1009141000000390
Tensiune reziduală u% | Durata t ms |  |  |  |  | Total
| 10 < t ≤ 200 | 200 < t ≤ 500 | 500 < t ≤ 1000 | 1000 < t ≤ 5000 | 5000 < t ≤ 60000
80 ≤ u < 90 | 0 | 0 | 0 | 0 | 0 | 0
70 ≤ u < 80 | 0 | 0 | 0 | 0 | 0 | 0
40 ≤ u < 70 | 0 | 0 | 0 | 0 | 0 | 0
5 ≤ u < 40 | 0 | 0 | 0 | 0 | 0 | 0
u < 5 | 0 | 0 | 0 | 0 | 0 | 0
Total | 0 | 0 | 0 | 0 | 0 | 0
SARN07(PT 7 SARATA)¦ meter SN:1009141000001128
Tensiune reziduală u% | Durata t ms |  |  |  |  | Total
| 10 < t ≤ 200 | 200 < t ≤ 500 | 500 < t ≤ 1000 | 1000 < t ≤ 5000 | 5000 < t ≤ 60000
80 ≤ u < 90 | 0 | 0 | 0 | 0 | 0 | 0
70 ≤ u < 80 | 0 | 0 | 0 | 0 | 0 | 0
40 ≤ u < 70 | 0 | 0 | 0 | 0 | 0 | 0
5 ≤ u < 40 | 0 | 0 | 0 | 0 | 0 | 0
u < 5 | 0 | 0 | 0 | 0 | 0 | 0
Total | 0 | 0 | 0 | 0 | 0 | 0
SARN09(PT 9 SARATA BAI)¦ meter SN:1009141000000466
Tensiune reziduală u% | Durata t ms |  |  |  |  | Total
| 10 < t ≤ 200 | 200 < t ≤ 500 | 500 < t ≤ 1000 | 1000 < t ≤ 5000 | 5000 < t ≤ 60000
80 ≤ u < 90 | 0 | 0 | 0 | 0 | 0 | 0
70 ≤ u < 80 | 0 | 0 | 0 | 0 | 0 | 0
40 ≤ u < 70 | 0 | 0 | 0 | 0 | 0 | 0
5 ≤ u < 40 | 0 | 0 | 0 | 0 | 0 | 0
u < 5 | 0 | 0 | 0 | 0 | 0 | 0
Total | 0 | 0 | 0 | 0 | 0 | 0
SATO01(PT SAT NOU ONCESTI)¦ meter SN:1009151000001578
Tensiune reziduală u% | Durata t ms |  |  |  |  | Total
| 10 < t ≤ 200 | 200 < t ≤ 500 | 500 < t ≤ 1000 | 1000 < t ≤ 5000 | 5000 < t ≤ 60000
80 ≤ u < 90 | 0 | 0 | 0 | 0 | 0 | 0
70 ≤ u < 80 | 0 | 0 | 0 | 0 | 0 | 0
40 ≤ u < 70 | 0 | 0 | 0 | 0 | 0 | 0
5 ≤ u < 40 | 0 | 0 | 0 | 0 | 0 | 0
u < 5 | 0 | 0 | 0 | 0 | 0 | 0
Total | 0 | 0 | 0 | 0 | 0 | 0
SATO02(PT SMA SAT NOU ONCESTI)¦ meter SN:1009151000001602
Tensiune reziduală u% | Durata t ms |  |  |  |  | Total
| 10 < t ≤ 200 | 200 < t ≤ 500 | 500 < t ≤ 1000 | 1000 < t ≤ 5000 | 5000 < t ≤ 60000
80 ≤ u < 90 | 0 | 0 | 0 | 0 | 0 | 0
70 ≤ u < 80 | 0 | 0 | 0 | 0 | 0 | 0
40 ≤ u < 70 | 0 | 0 | 0 | 0 | 0 | 0
5 ≤ u < 40 | 0 | 0 | 0 | 0 | 0 | 0
u < 5 | 0 | 0 | 0 | 0 | 0 | 0
Total | 0 | 0 | 0 | 0 | 0 | 0
SIRL01(PT SAT SIRET LETEA VECHE)¦ meter SN:1009141000001204
Tensiune reziduală u% | Durata t ms |  |  |  |  | Total
| 10 < t ≤ 200 | 200 < t ≤ 500 | 500 < t ≤ 1000 | 1000 < t ≤ 5000 | 5000 < t ≤ 60000
80 ≤ u < 90 | 0 | 0 | 0 | 0 | 0 | 0
70 ≤ u < 80 | 0 | 0 | 0 | 0 | 0 | 0
40 ≤ u < 70 | 0 | 0 | 0 | 0 | 0 | 0
5 ≤ u < 40 | 0 | 0 | 0 | 0 | 0 | 0
u < 5 | 0 | 0 | 0 | 0 | 0 | 0
Total | 0 | 0 | 0 | 0 | 0 | 0
SLOF01(PT SLOBOZIA FILIPENI)¦ meter SN:1009141000000719
Tensiune reziduală u% | Durata t ms |  |  |  |  | Total
| 10 < t ≤ 200 | 200 < t ≤ 500 | 500 < t ≤ 1000 | 1000 < t ≤ 5000 | 5000 < t ≤ 60000
80 ≤ u < 90 | 0 | 0 | 0 | 0 | 0 | 0
70 ≤ u < 80 | 0 | 0 | 0 | 0 | 0 | 0
40 ≤ u < 70 | 0 | 0 | 0 | 0 | 0 | 0
5 ≤ u < 40 | 0 | 0 | 0 | 0 | 0 | 0
u < 5 | 0 | 0 | 0 | 0 | 0 | 0
Total | 0 | 0 | 0 | 0 | 0 | 0
TAMA01(PT 1 TAMASI)¦ meter SN:1009141000001279
Tensiune reziduală u% | Durata t ms |  |  |  |  | Total
| 10 < t ≤ 200 | 200 < t ≤ 500 | 500 < t ≤ 1000 | 1000 < t ≤ 5000 | 5000 < t ≤ 60000
80 ≤ u < 90 | 0 | 0 | 0 | 0 | 0 | 0
70 ≤ u < 80 | 0 | 0 | 0 | 0 | 0 | 0
40 ≤ u < 70 | 0 | 0 | 0 | 0 | 0 | 0
5 ≤ u < 40 | 0 | 0 | 0 | 0 | 0 | 0
u < 5 | 0 | 0 | 0 | 0 | 0 | 0
Total | 0 | 0 | 0 | 0 | 0 | 0
TAMA02(PT 2 TAMASI)¦ meter SN:1009141000000494
Tensiune reziduală u% | Durata t ms |  |  |  |  | Total
| 10 < t ≤ 200 | 200 < t ≤ 500 | 500 < t ≤ 1000 | 1000 < t ≤ 5000 | 5000 < t ≤ 60000
80 ≤ u < 90 | 0 | 0 | 0 | 0 | 0 | 0
70 ≤ u < 80 | 0 | 0 | 0 | 0 | 0 | 0
40 ≤ u < 70 | 0 | 0 | 0 | 0 | 0 | 0
5 ≤ u < 40 | 0 | 0 | 0 | 0 | 0 | 0
u < 5 | 0 | 0 | 0 | 0 | 0 | 0
Total | 0 | 0 | 0 | 0 | 0 | 0
TAMA04(PT 4 TAMASI)¦ meter SN:1009141000001124
Tensiune reziduală u% | Durata t ms |  |  |  |  | Total
| 10 < t ≤ 200 | 200 < t ≤ 500 | 500 < t ≤ 1000 | 1000 < t ≤ 5000 | 5000 < t ≤ 60000
80 ≤ u < 90 | 0 | 0 | 0 | 0 | 0 | 0
70 ≤ u < 80 | 0 | 0 | 0 | 0 | 0 | 0
40 ≤ u < 70 | 0 | 0 | 0 | 0 | 0 | 0
5 ≤ u < 40 | 0 | 0 | 0 | 0 | 0 | 0
u < 5 | 0 | 0 | 0 | 0 | 0 | 0
Total | 0 | 0 | 0 | 0 | 0 | 0
TAUL01(PT TAULA)¦ meter SN:1009141000001041
Tensiune reziduală u% | Durata t ms |  |  |  |  | Total
| 10 < t ≤ 200 | 200 < t ≤ 500 | 500 < t ≤ 1000 | 1000 < t ≤ 5000 | 5000 < t ≤ 60000
80 ≤ u < 90 | 0 | 0 | 0 | 0 | 0 | 0
70 ≤ u < 80 | 0 | 0 | 0 | 0 | 0 | 0
40 ≤ u < 70 | 0 | 0 | 0 | 0 | 0 | 0
5 ≤ u < 40 | 0 | 0 | 0 | 0 | 0 | 0
u < 5 | 0 | 0 | 0 | 0 | 0 | 0
Total | 0 | 0 | 0 | 0 | 0 | 0
TISI02(PT 2 TISA SILVESTRI)¦ meter SN:1009151000001594
Tensiune reziduală u% | Durata t ms |  |  |  |  | Total
| 10 < t ≤ 200 | 200 < t ≤ 500 | 500 < t ≤ 1000 | 1000 < t ≤ 5000 | 5000 < t ≤ 60000
80 ≤ u < 90 | 0 | 0 | 0 | 0 | 0 | 0
70 ≤ u < 80 | 0 | 0 | 0 | 0 | 0 | 0
40 ≤ u < 70 | 0 | 0 | 0 | 0 | 0 | 0
5 ≤ u < 40 | 0 | 0 | 0 | 0 | 0 | 0
u < 5 | 0 | 0 | 0 | 0 | 0 | 0
Total | 0 | 0 | 0 | 0 | 0 | 0
TISI03(PT 3 TISA SILVESTRI)¦ meter SN:1009141000001069
Tensiune reziduală u% | Durata t ms |  |  |  |  | Total
| 10 < t ≤ 200 | 200 < t ≤ 500 | 500 < t ≤ 1000 | 1000 < t ≤ 5000 | 5000 < t ≤ 60000
80 ≤ u < 90 | 0 | 0 | 0 | 0 | 0 | 0
70 ≤ u < 80 | 0 | 0 | 0 | 0 | 0 | 0
40 ≤ u < 70 | 0 | 0 | 0 | 0 | 0 | 0
5 ≤ u < 40 | 0 | 0 | 0 | 0 | 0 | 0
u < 5 | 0 | 0 | 0 | 0 | 0 | 0
Total | 0 | 0 | 0 | 0 | 0 | 0
TRNT01(PT 1 TARNITA)¦ meter SN:1009141000000997
Tensiune reziduală u% | Durata t ms |  |  |  |  | Total
| 10 < t ≤ 200 | 200 < t ≤ 500 | 500 < t ≤ 1000 | 1000 < t ≤ 5000 | 5000 < t ≤ 60000
80 ≤ u < 90 | 0 | 0 | 0 | 0 | 0 | 0
70 ≤ u < 80 | 0 | 0 | 0 | 0 | 0 | 0
40 ≤ u < 70 | 0 | 0 | 0 | 0 | 0 | 0
5 ≤ u < 40 | 0 | 0 | 0 | 0 | 0 | 0
u < 5 | 0 | 0 | 0 | 0 | 0 | 0
Total | 0 | 0 | 0 | 0 | 0 | 0
VABT01(PT VALEA BOTULUI)¦ meter SN:1009141000000899
Tensiune reziduală u% | Durata t ms |  |  |  |  | Total
| 10 < t ≤ 200 | 200 < t ≤ 500 | 500 < t ≤ 1000 | 1000 < t ≤ 5000 | 5000 < t ≤ 60000
80 ≤ u < 90 | 0 | 0 | 0 | 0 | 0 | 0
70 ≤ u < 80 | 0 | 0 | 0 | 0 | 0 | 0
40 ≤ u < 70 | 0 | 0 | 0 | 0 | 0 | 0
5 ≤ u < 40 | 0 | 0 | 0 | 0 | 0 | 0
u < 5 | 0 | 0 | 0 | 0 | 0 | 0
Total | 0 | 0 | 0 | 0 | 0 | 0
VALA01(PT 1 VALEA SEACA)¦ meter SN:1009151000002457
Tensiune reziduală u% | Durata t ms |  |  |  |  | Total
| 10 < t ≤ 200 | 200 < t ≤ 500 | 500 < t ≤ 1000 | 1000 < t ≤ 5000 | 5000 < t ≤ 60000
80 ≤ u < 90 | 0 | 0 | 0 | 0 | 0 | 0
70 ≤ u < 80 | 0 | 0 | 0 | 0 | 0 | 0
40 ≤ u < 70 | 0 | 0 | 0 | 0 | 0 | 0
5 ≤ u < 40 | 0 | 0 | 0 | 0 | 0 | 0
u < 5 | 0 | 0 | 0 | 0 | 0 | 0
Total | 0 | 0 | 0 | 0 | 0 | 0
VALA02(PT 2 VALEA SEACA ALBENI)¦ meter SN:1009141000000129
Tensiune reziduală u% | Durata t ms |  |  |  |  | Total
| 10 < t ≤ 200 | 200 < t ≤ 500 | 500 < t ≤ 1000 | 1000 < t ≤ 5000 | 5000 < t ≤ 60000
80 ≤ u < 90 | 0 | 0 | 0 | 0 | 0 | 0
70 ≤ u < 80 | 0 | 0 | 0 | 0 | 0 | 0
40 ≤ u < 70 | 0 | 0 | 0 | 0 | 0 | 0
5 ≤ u < 40 | 0 | 0 | 0 | 0 | 0 | 0
u < 5 | 0 | 0 | 0 | 0 | 0 | 0
Total | 0 | 0 | 0 | 0 | 0 | 0
VALA03(PT 3 VALEA SEACA (BUCHILA))¦ meter SN:1009141000000177
Tensiune reziduală u% | Durata t ms |  |  |  |  | Total
| 10 < t ≤ 200 | 200 < t ≤ 500 | 500 < t ≤ 1000 | 1000 < t ≤ 5000 | 5000 < t ≤ 60000
80 ≤ u < 90 | 0 | 0 | 0 | 0 | 0 | 0
70 ≤ u < 80 | 0 | 0 | 0 | 0 | 0 | 0
40 ≤ u < 70 | 0 | 0 | 0 | 0 | 0 | 0
5 ≤ u < 40 | 0 | 0 | 0 | 0 | 0 | 0
u < 5 | 0 | 0 | 0 | 0 | 0 | 0
Total | 0 | 0 | 0 | 0 | 0 | 0
VALA04(PT 4 VALEA SEACA)¦ meter SN:1009141000000208
Tensiune reziduală u% | Durata t ms |  |  |  |  | Total
| 10 < t ≤ 200 | 200 < t ≤ 500 | 500 < t ≤ 1000 | 1000 < t ≤ 5000 | 5000 < t ≤ 60000
80 ≤ u < 90 | 0 | 0 | 0 | 0 | 0 | 0
70 ≤ u < 80 | 0 | 0 | 0 | 0 | 0 | 0
40 ≤ u < 70 | 0 | 0 | 0 | 0 | 0 | 0
5 ≤ u < 40 | 0 | 0 | 0 | 0 | 0 | 0
u < 5 | 0 | 0 | 0 | 0 | 0 | 0
Total | 0 | 0 | 0 | 0 | 0 | 0
VALA05(PT 5 VALEA SEACA)¦ meter SN:1009151000001636
Tensiune reziduală u% | Durata t ms |  |  |  |  | Total
| 10 < t ≤ 200 | 200 < t ≤ 500 | 500 < t ≤ 1000 | 1000 < t ≤ 5000 | 5000 < t ≤ 60000
80 ≤ u < 90 | 0 | 0 | 0 | 0 | 0 | 0
70 ≤ u < 80 | 0 | 0 | 0 | 0 | 0 | 0
40 ≤ u < 70 | 0 | 0 | 0 | 0 | 0 | 0
5 ≤ u < 40 | 0 | 0 | 0 | 0 | 0 | 0
u < 5 | 0 | 0 | 0 | 0 | 0 | 0
Total | 0 | 0 | 0 | 0 | 0 | 0
VALA06(PTA 6 VALEA SEACA (PRIMARIA N. BALCESCU))¦ meter SN:1009141000000660
Tensiune reziduală u% | Durata t ms |  |  |  |  | Total
| 10 < t ≤ 200 | 200 < t ≤ 500 | 500 < t ≤ 1000 | 1000 < t ≤ 5000 | 5000 < t ≤ 60000
80 ≤ u < 90 | 0 | 0 | 0 | 0 | 0 | 0
70 ≤ u < 80 | 0 | 0 | 0 | 0 | 0 | 0
40 ≤ u < 70 | 0 | 0 | 0 | 0 | 0 | 0
5 ≤ u < 40 | 0 | 0 | 0 | 0 | 0 | 0
u < 5 | 0 | 0 | 0 | 0 | 0 | 0
Total | 0 | 0 | 0 | 0 | 0 | 0
VFRN01(PT 1 VIFORENI)¦ meter SN:1009151000001644
Tensiune reziduală u% | Durata t ms |  |  |  |  | Total
| 10 < t ≤ 200 | 200 < t ≤ 500 | 500 < t ≤ 1000 | 1000 < t ≤ 5000 | 5000 < t ≤ 60000
80 ≤ u < 90 | 0 | 0 | 0 | 0 | 0 | 0
70 ≤ u < 80 | 0 | 0 | 0 | 0 | 0 | 0
40 ≤ u < 70 | 0 | 0 | 0 | 0 | 0 | 0
5 ≤ u < 40 | 0 | 0 | 0 | 0 | 0 | 0
u < 5 | 0 | 0 | 0 | 0 | 0 | 0
Total | 0 | 0 | 0 | 0 | 0 | 0
VFRN02(PT 2 VIFORENI)¦ meter SN:1009151000001627
Tensiune reziduală u% | Durata t ms |  |  |  |  | Total
| 10 < t ≤ 200 | 200 < t ≤ 500 | 500 < t ≤ 1000 | 1000 < t ≤ 5000 | 5000 < t ≤ 60000
80 ≤ u < 90 | 0 | 0 | 0 | 0 | 0 | 0
70 ≤ u < 80 | 0 | 0 | 0 | 0 | 0 | 0
40 ≤ u < 70 | 0 | 0 | 0 | 0 | 0 | 0
5 ≤ u < 40 | 0 | 0 | 0 | 0 | 0 | 0
u < 5 | 0 | 0 | 0 | 0 | 0 | 0
Total | 0 | 0 | 0 | 0 | 0 | 0
BRBC01(PT BERBICENI)¦ meter SN:1009151000002770
Tensiune reziduală u% | Durata t ms |  |  |  |  | Total
| 10 < t ≤ 200 | 200 < t ≤ 500 | 500 < t ≤ 1000 | 1000 < t ≤ 5000 | 5000 < t ≤ 60000
80 ≤ u < 90 | 0 | 0 | 0 | 0 | 0 | 0
70 ≤ u < 80 | 0 | 0 | 0 | 0 | 0 | 0
40 ≤ u < 70 | 0 | 0 | 0 | 0 | 0 | 0
5 ≤ u < 40 | 0 | 0 | 0 | 0 | 0 | 0
u < 5 | 0 | 0 | 0 | 0 | 0 | 0
Total | 0 | 0 | 0 | 0 | 0 | 0
CIUT01(PT CIUTURESTI)¦ meter SN:1009151000002734
Tensiune reziduală u% | Durata t ms |  |  |  |  | Total
| 10 < t ≤ 200 | 200 < t ≤ 500 | 500 < t ≤ 1000 | 1000 < t ≤ 5000 | 5000 < t ≤ 60000
80 ≤ u < 90 | 0 | 0 | 0 | 0 | 0 | 0
70 ≤ u < 80 | 0 | 0 | 0 | 0 | 0 | 0
40 ≤ u < 70 | 0 | 0 | 0 | 0 | 0 | 0
5 ≤ u < 40 | 0 | 0 | 0 | 0 | 0 | 0
u < 5 | 0 | 0 | 0 | 0 | 0 | 0
Total | 0 | 0 | 0 | 0 | 0 | 0
CLMS01(PT CLIMESTI)¦ meter SN:1009141000000551
Tensiune reziduală u% | Durata t ms |  |  |  |  | Total
| 10 < t ≤ 200 | 200 < t ≤ 500 | 500 < t ≤ 1000 | 1000 < t ≤ 5000 | 5000 < t ≤ 60000
80 ≤ u < 90 | 0 | 0 | 0 | 0 | 0 | 0
70 ≤ u < 80 | 0 | 0 | 0 | 0 | 0 | 0
40 ≤ u < 70 | 0 | 0 | 0 | 0 | 0 | 0
5 ≤ u < 40 | 0 | 0 | 0 | 0 | 0 | 0
u < 5 | 0 | 0 | 0 | 0 | 0 | 0
Total | 0 | 0 | 0 | 0 | 0 | 0
FLPS01(PT 1 FILIPESTI)¦ meter SN:1009151000002480
Tensiune reziduală u% | Durata t ms |  |  |  |  | Total
| 10 < t ≤ 200 | 200 < t ≤ 500 | 500 < t ≤ 1000 | 1000 < t ≤ 5000 | 5000 < t ≤ 60000
80 ≤ u < 90 | 0 | 0 | 0 | 0 | 0 | 0
70 ≤ u < 80 | 0 | 0 | 0 | 0 | 0 | 0
40 ≤ u < 70 | 0 | 0 | 0 | 0 | 0 | 0
5 ≤ u < 40 | 0 | 0 | 0 | 0 | 0 | 0
u < 5 | 0 | 0 | 0 | 0 | 0 | 0
Total | 0 | 0 | 0 | 0 | 0 | 0
FLPS06(PT 6 FILIPESTI)¦ meter SN:1009151000002033
Tensiune reziduală u% | Durata t ms |  |  |  |  | Total
| 10 < t ≤ 200 | 200 < t ≤ 500 | 500 < t ≤ 1000 | 1000 < t ≤ 5000 | 5000 < t ≤ 60000
80 ≤ u < 90 | 0 | 0 | 0 | 0 | 0 | 0
70 ≤ u < 80 | 0 | 0 | 0 | 0 | 0 | 0
40 ≤ u < 70 | 0 | 0 | 0 | 0 | 0 | 0
5 ≤ u < 40 | 0 | 0 | 0 | 0 | 0 | 0
u < 5 | 0 | 0 | 0 | 0 | 0 | 0
Total | 0 | 0 | 0 | 0 | 0 | 0
FLPS07(PT 7 FILIPESTI (CRR))¦ meter SN:1009151000002508
Tensiune reziduală u% | Durata t ms |  |  |  |  | Total
| 10 < t ≤ 200 | 200 < t ≤ 500 | 500 < t ≤ 1000 | 1000 < t ≤ 5000 | 5000 < t ≤ 60000
80 ≤ u < 90 | 0 | 0 | 0 | 0 | 0 | 0
70 ≤ u < 80 | 0 | 0 | 0 | 0 | 0 | 0
40 ≤ u < 70 | 0 | 0 | 0 | 0 | 0 | 0
5 ≤ u < 40 | 0 | 0 | 0 | 0 | 0 | 0
u < 5 | 0 | 0 | 0 | 0 | 0 | 0
Total | 0 | 0 | 0 | 0 | 0 | 0
FNDN01(PT FUNDENI)¦ meter SN:1009151000002057
Tensiune reziduală u% | Durata t ms |  |  |  |  | Total
| 10 < t ≤ 200 | 200 < t ≤ 500 | 500 < t ≤ 1000 | 1000 < t ≤ 5000 | 5000 < t ≤ 60000
80 ≤ u < 90 | 0 | 0 | 0 | 0 | 0 | 0
70 ≤ u < 80 | 0 | 0 | 0 | 0 | 0 | 0
40 ≤ u < 70 | 0 | 0 | 0 | 0 | 0 | 0
5 ≤ u < 40 | 0 | 0 | 0 | 0 | 0 | 0
u < 5 | 0 | 0 | 0 | 0 | 0 | 0
Total | 0 | 0 | 0 | 0 | 0 | 0
FNDT01(PT FUNDU TUTOVEI)¦ meter SN:1009141000001010
Tensiune reziduală u% | Durata t ms |  |  |  |  | Total
| 10 < t ≤ 200 | 200 < t ≤ 500 | 500 < t ≤ 1000 | 1000 < t ≤ 5000 | 5000 < t ≤ 60000
80 ≤ u < 90 | 0 | 0 | 0 | 0 | 0 | 0
70 ≤ u < 80 | 0 | 0 | 0 | 0 | 0 | 0
40 ≤ u < 70 | 0 | 0 | 0 | 0 | 0 | 0
5 ≤ u < 40 | 0 | 0 | 0 | 0 | 0 | 0
u < 5 | 0 | 0 | 0 | 0 | 0 | 0
Total | 0 | 0 | 0 | 0 | 0 | 0
ITCA01(PT ITCANI)¦ meter SN:1009141000001241
Tensiune reziduală u% | Durata t ms |  |  |  |  | Total
| 10 < t ≤ 200 | 200 < t ≤ 500 | 500 < t ≤ 1000 | 1000 < t ≤ 5000 | 5000 < t ≤ 60000
80 ≤ u < 90 | 0 | 0 | 0 | 0 | 0 | 0
70 ≤ u < 80 | 0 | 0 | 0 | 0 | 0 | 0
40 ≤ u < 70 | 0 | 0 | 0 | 0 | 0 | 0
5 ≤ u < 40 | 0 | 0 | 0 | 0 | 0 | 0
u < 5 | 0 | 0 | 0 | 0 | 0 | 0
Total | 0 | 0 | 0 | 0 | 0 | 0
ONIS04(PTA 4 ONISCANI 63 KVA)¦ meter SN:1009151000002405
Tensiune reziduală u% | Durata t ms |  |  |  |  | Total
| 10 < t ≤ 200 | 200 < t ≤ 500 | 500 < t ≤ 1000 | 1000 < t ≤ 5000 | 5000 < t ≤ 60000
80 ≤ u < 90 | 0 | 0 | 0 | 0 | 0 | 0
70 ≤ u < 80 | 0 | 0 | 0 | 0 | 0 | 0
40 ≤ u < 70 | 0 | 0 | 0 | 0 | 0 | 0
5 ≤ u < 40 | 0 | 0 | 0 | 0 | 0 | 0
u < 5 | 0 | 0 | 0 | 0 | 0 | 0
Total | 0 | 0 | 0 | 0 | 0 | 0
BGDV01(PT 1 BOGDAN VODA)¦ meter SN:1009141000001209
Tensiune reziduală u% | Durata t ms |  |  |  |  | Total
| 10 < t ≤ 200 | 200 < t ≤ 500 | 500 < t ≤ 1000 | 1000 < t ≤ 5000 | 5000 < t ≤ 60000
80 ≤ u < 90 | 0 | 0 | 0 | 0 | 0 | 0
70 ≤ u < 80 | 0 | 0 | 0 | 0 | 0 | 0
40 ≤ u < 70 | 0 | 0 | 0 | 0 | 0 | 0
5 ≤ u < 40 | 0 | 0 | 0 | 0 | 0 | 0
u < 5 | 0 | 0 | 0 | 0 | 0 | 0
Total | 0 | 0 | 0 | 0 | 0 | 0
BGDV02(PT 2 BOGDAN VODA TV)¦ meter SN:1009141000001247
Tensiune reziduală u% | Durata t ms |  |  |  |  | Total
| 10 < t ≤ 200 | 200 < t ≤ 500 | 500 < t ≤ 1000 | 1000 < t ≤ 5000 | 5000 < t ≤ 60000
80 ≤ u < 90 | 0 | 0 | 0 | 0 | 0 | 0
70 ≤ u < 80 | 0 | 0 | 0 | 0 | 0 | 0
40 ≤ u < 70 | 0 | 0 | 0 | 0 | 0 | 0
5 ≤ u < 40 | 0 | 0 | 0 | 0 | 0 | 0
u < 5 | 0 | 0 | 0 | 0 | 0 | 0
Total | 0 | 0 | 0 | 0 | 0 | 0
BGDV04(PT 4 BOGDAN VODA)¦ meter SN:1009141000001239
Tensiune reziduală u% | Durata t ms |  |  |  |  | Total
| 10 < t ≤ 200 | 200 < t ≤ 500 | 500 < t ≤ 1000 | 1000 < t ≤ 5000 | 5000 < t ≤ 60000
80 ≤ u < 90 | 0 | 0 | 0 | 0 | 0 | 0
70 ≤ u < 80 | 0 | 0 | 0 | 0 | 0 | 0
40 ≤ u < 70 | 0 | 0 | 0 | 0 | 0 | 0
5 ≤ u < 40 | 0 | 0 | 0 | 0 | 0 | 0
u < 5 | 0 | 0 | 0 | 0 | 0 | 0
Total | 0 | 0 | 0 | 0 | 0 | 0
BGDV05(PT 5 BOGDAN VODA)¦ meter SN:1009141000000553
Tensiune reziduală u% | Durata t ms |  |  |  |  | Total
| 10 < t ≤ 200 | 200 < t ≤ 500 | 500 < t ≤ 1000 | 1000 < t ≤ 5000 | 5000 < t ≤ 60000
80 ≤ u < 90 | 0 | 0 | 0 | 0 | 0 | 0
70 ≤ u < 80 | 0 | 0 | 0 | 0 | 0 | 0
40 ≤ u < 70 | 0 | 0 | 0 | 0 | 0 | 0
5 ≤ u < 40 | 0 | 0 | 0 | 0 | 0 | 0
u < 5 | 0 | 0 | 0 | 0 | 0 | 0
Total | 0 | 0 | 0 | 0 | 0 | 0
BRAD01(PT BRAD BERESTI BISTRITA)¦ meter SN:1009151000002093
Tensiune reziduală u% | Durata t ms |  |  |  |  | Total
| 10 < t ≤ 200 | 200 < t ≤ 500 | 500 < t ≤ 1000 | 1000 < t ≤ 5000 | 5000 < t ≤ 60000
80 ≤ u < 90 | 0 | 0 | 0 | 0 | 0 | 0
70 ≤ u < 80 | 0 | 0 | 0 | 0 | 0 | 0
40 ≤ u < 70 | 0 | 0 | 0 | 0 | 0 | 0
5 ≤ u < 40 | 0 | 0 | 0 | 0 | 0 | 0
u < 5 | 0 | 0 | 0 | 0 | 0 | 0
Total | 0 | 0 | 0 | 0 | 0 | 0
FGTL01(PT FAGATEL)¦ meter SN:1009141000000938
Tensiune reziduală u% | Durata t ms |  |  |  |  | Total
| 10 < t ≤ 200 | 200 < t ≤ 500 | 500 < t ≤ 1000 | 1000 < t ≤ 5000 | 5000 < t ≤ 60000
80 ≤ u < 90 | 0 | 0 | 0 | 0 | 0 | 0
70 ≤ u < 80 | 0 | 0 | 0 | 0 | 0 | 0
40 ≤ u < 70 | 0 | 0 | 0 | 0 | 0 | 0
5 ≤ u < 40 | 0 | 0 | 0 | 0 | 0 | 0
u < 5 | 0 | 0 | 0 | 0 | 0 | 0
Total | 0 | 0 | 0 | 0 | 0 | 0
ITED01(PT DUMBRAVA 1)¦ meter SN:1009141000000813
Tensiune reziduală u% | Durata t ms |  |  |  |  | Total
| 10 < t ≤ 200 | 200 < t ≤ 500 | 500 < t ≤ 1000 | 1000 < t ≤ 5000 | 5000 < t ≤ 60000
80 ≤ u < 90 | 0 | 0 | 0 | 0 | 0 | 0
70 ≤ u < 80 | 0 | 0 | 0 | 0 | 0 | 0
40 ≤ u < 70 | 0 | 0 | 0 | 0 | 0 | 0
5 ≤ u < 40 | 0 | 0 | 0 | 0 | 0 | 0
u < 5 | 0 | 0 | 0 | 0 | 0 | 0
Total | 0 | 0 | 0 | 0 | 0 | 0
ITED02(PT DUMBRAVA 2)¦ meter SN:1009141000000644
Tensiune reziduală u% | Durata t ms |  |  |  |  | Total
| 10 < t ≤ 200 | 200 < t ≤ 500 | 500 < t ≤ 1000 | 1000 < t ≤ 5000 | 5000 < t ≤ 60000
80 ≤ u < 90 | 0 | 0 | 0 | 0 | 0 | 0
70 ≤ u < 80 | 0 | 0 | 0 | 0 | 0 | 0
40 ≤ u < 70 | 0 | 0 | 0 | 0 | 0 | 0
5 ≤ u < 40 | 0 | 0 | 0 | 0 | 0 | 0
u < 5 | 0 | 0 | 0 | 0 | 0 | 0
Total | 0 | 0 | 0 | 0 | 0 | 0
ITES01(PT 1 ITESTI)¦ meter SN:1009141000000482
Tensiune reziduală u% | Durata t ms |  |  |  |  | Total
| 10 < t ≤ 200 | 200 < t ≤ 500 | 500 < t ≤ 1000 | 1000 < t ≤ 5000 | 5000 < t ≤ 60000
80 ≤ u < 90 | 0 | 0 | 0 | 0 | 0 | 0
70 ≤ u < 80 | 0 | 0 | 0 | 0 | 0 | 0
40 ≤ u < 70 | 0 | 0 | 0 | 0 | 0 | 0
5 ≤ u < 40 | 0 | 0 | 0 | 0 | 0 | 0
u < 5 | 0 | 0 | 0 | 0 | 0 | 0
Total | 0 | 0 | 0 | 0 | 0 | 0
ITES02(PT 2 ITESTI)¦ meter SN:1009151000001630
Tensiune reziduală u% | Durata t ms |  |  |  |  | Total
| 10 < t ≤ 200 | 200 < t ≤ 500 | 500 < t ≤ 1000 | 1000 < t ≤ 5000 | 5000 < t ≤ 60000
80 ≤ u < 90 | 0 | 0 | 0 | 0 | 0 | 0
70 ≤ u < 80 | 0 | 0 | 0 | 0 | 0 | 0
40 ≤ u < 70 | 0 | 0 | 0 | 0 | 0 | 0
5 ≤ u < 40 | 0 | 0 | 0 | 0 | 0 | 0
u < 5 | 0 | 0 | 0 | 0 | 0 | 0
Total | 0 | 0 | 0 | 0 | 0 | 0
ITES03(PT 3 CAP ITESTI)¦ meter SN:1009141000000641
Tensiune reziduală u% | Durata t ms |  |  |  |  | Total
| 10 < t ≤ 200 | 200 < t ≤ 500 | 500 < t ≤ 1000 | 1000 < t ≤ 5000 | 5000 < t ≤ 60000
80 ≤ u < 90 | 0 | 0 | 0 | 0 | 0 | 0
70 ≤ u < 80 | 0 | 0 | 0 | 0 | 0 | 0
40 ≤ u < 70 | 0 | 0 | 0 | 0 | 0 | 0
5 ≤ u < 40 | 0 | 0 | 0 | 0 | 0 | 0
u < 5 | 0 | 0 | 0 | 0 | 0 | 0
Total | 0 | 0 | 0 | 0 | 0 | 0
ITES08(PT 2 IAS ITESTI)¦ meter SN:1009141000000426
Tensiune reziduală u% | Durata t ms |  |  |  |  | Total
| 10 < t ≤ 200 | 200 < t ≤ 500 | 500 < t ≤ 1000 | 1000 < t ≤ 5000 | 5000 < t ≤ 60000
80 ≤ u < 90 | 0 | 0 | 0 | 0 | 0 | 0
70 ≤ u < 80 | 0 | 0 | 0 | 0 | 0 | 0
40 ≤ u < 70 | 0 | 0 | 0 | 0 | 0 | 0
5 ≤ u < 40 | 0 | 0 | 0 | 0 | 0 | 0
u < 5 | 0 | 0 | 0 | 0 | 0 | 0
Total | 0 | 0 | 0 | 0 | 0 | 0
SAUC01(PT 1 SAUCESTI)¦ meter SN:1009141000000520
Tensiune reziduală u% | Durata t ms |  |  |  |  | Total
| 10 < t ≤ 200 | 200 < t ≤ 500 | 500 < t ≤ 1000 | 1000 < t ≤ 5000 | 5000 < t ≤ 60000
80 ≤ u < 90 | 0 | 0 | 0 | 0 | 0 | 0
70 ≤ u < 80 | 0 | 0 | 0 | 0 | 0 | 0
40 ≤ u < 70 | 0 | 0 | 0 | 0 | 0 | 0
5 ≤ u < 40 | 0 | 0 | 0 | 0 | 0 | 0
u < 5 | 0 | 0 | 0 | 0 | 0 | 0
Total | 0 | 0 | 0 | 0 | 0 | 0
SAUC02(PT 2 SAUCESTI)¦ meter SN:1009141000001268
Tensiune reziduală u% | Durata t ms |  |  |  |  | Total
| 10 < t ≤ 200 | 200 < t ≤ 500 | 500 < t ≤ 1000 | 1000 < t ≤ 5000 | 5000 < t ≤ 60000
80 ≤ u < 90 | 0 | 0 | 0 | 0 | 0 | 0
70 ≤ u < 80 | 0 | 0 | 0 | 0 | 0 | 0
40 ≤ u < 70 | 0 | 0 | 0 | 0 | 0 | 0
5 ≤ u < 40 | 0 | 0 | 0 | 0 | 0 | 0
u < 5 | 0 | 0 | 0 | 0 | 0 | 0
Total | 0 | 0 | 0 | 0 | 0 | 0
SAUC04(PT 4 SAUCESTI)¦ meter SN:1009141000000471
Tensiune reziduală u% | Durata t ms |  |  |  |  | Total
| 10 < t ≤ 200 | 200 < t ≤ 500 | 500 < t ≤ 1000 | 1000 < t ≤ 5000 | 5000 < t ≤ 60000
80 ≤ u < 90 | 0 | 0 | 0 | 0 | 0 | 0
70 ≤ u < 80 | 0 | 0 | 0 | 0 | 0 | 0
40 ≤ u < 70 | 0 | 0 | 0 | 0 | 0 | 0
5 ≤ u < 40 | 0 | 0 | 0 | 0 | 0 | 0
u < 5 | 0 | 0 | 0 | 0 | 0 | 0
Total | 0 | 0 | 0 | 0 | 0 | 0
SAUC05(PT 5 SAUCESTI)¦ meter SN:1009141000001000
Tensiune reziduală u% | Durata t ms |  |  |  |  | Total
| 10 < t ≤ 200 | 200 < t ≤ 500 | 500 < t ≤ 1000 | 1000 < t ≤ 5000 | 5000 < t ≤ 60000
80 ≤ u < 90 | 0 | 0 | 0 | 0 | 0 | 0
70 ≤ u < 80 | 0 | 0 | 0 | 0 | 0 | 0
40 ≤ u < 70 | 0 | 0 | 0 | 0 | 0 | 0
5 ≤ u < 40 | 0 | 0 | 0 | 0 | 0 | 0
u < 5 | 0 | 0 | 0 | 0 | 0 | 0
Total | 0 | 0 | 0 | 0 | 0 | 0
SAUC06(PT 6 SAUCESTI)¦ meter SN:1009141000001252
Tensiune reziduală u% | Durata t ms |  |  |  |  | Total
| 10 < t ≤ 200 | 200 < t ≤ 500 | 500 < t ≤ 1000 | 1000 < t ≤ 5000 | 5000 < t ≤ 60000
80 ≤ u < 90 | 0 | 0 | 0 | 0 | 0 | 0
70 ≤ u < 80 | 0 | 0 | 0 | 0 | 0 | 0
40 ≤ u < 70 | 0 | 0 | 0 | 0 | 0 | 0
5 ≤ u < 40 | 0 | 0 | 0 | 0 | 0 | 0
u < 5 | 0 | 0 | 0 | 0 | 0 | 0
Total | 0 | 0 | 0 | 0 | 0 | 0
SAUC07(PT 7 SAUCESTI)¦ meter SN:1009141000000629
Tensiune reziduală u% | Durata t ms |  |  |  |  | Total
| 10 < t ≤ 200 | 200 < t ≤ 500 | 500 < t ≤ 1000 | 1000 < t ≤ 5000 | 5000 < t ≤ 60000
80 ≤ u < 90 | 0 | 0 | 0 | 0 | 0 | 0
70 ≤ u < 80 | 0 | 0 | 0 | 0 | 0 | 0
40 ≤ u < 70 | 0 | 0 | 0 | 0 | 0 | 0
5 ≤ u < 40 | 0 | 0 | 0 | 0 | 0 | 0
u < 5 | 0 | 0 | 0 | 0 | 0 | 0
Total | 0 | 0 | 0 | 0 | 0 | 0
SAUC08(PT PROD SAG)¦ meter SN:1009141000000475
Tensiune reziduală u% | Durata t ms |  |  |  |  | Total
| 10 < t ≤ 200 | 200 < t ≤ 500 | 500 < t ≤ 1000 | 1000 < t ≤ 5000 | 5000 < t ≤ 60000
80 ≤ u < 90 | 0 | 0 | 0 | 0 | 0 | 0
70 ≤ u < 80 | 0 | 0 | 0 | 0 | 0 | 0
40 ≤ u < 70 | 0 | 0 | 0 | 0 | 0 | 0
5 ≤ u < 40 | 0 | 0 | 0 | 0 | 0 | 0
u < 5 | 0 | 0 | 0 | 0 | 0 | 0
Total | 0 | 0 | 0 | 0 | 0 | 0
SCNI01(PT 1 SCHINENI SAUCESTI)¦ meter SN:1009141000000858
Tensiune reziduală u% | Durata t ms |  |  |  |  | Total
| 10 < t ≤ 200 | 200 < t ≤ 500 | 500 < t ≤ 1000 | 1000 < t ≤ 5000 | 5000 < t ≤ 60000
80 ≤ u < 90 | 0 | 0 | 0 | 0 | 0 | 0
70 ≤ u < 80 | 0 | 0 | 0 | 0 | 0 | 0
40 ≤ u < 70 | 0 | 0 | 0 | 0 | 0 | 0
5 ≤ u < 40 | 0 | 0 | 0 | 0 | 0 | 0
u < 5 | 0 | 0 | 0 | 0 | 0 | 0
Total | 0 | 0 | 0 | 0 | 0 | 0
SCNI03(PT 3 SCHINENI SAUCESTI)¦ meter SN:1009141000000627
Tensiune reziduală u% | Durata t ms |  |  |  |  | Total
| 10 < t ≤ 200 | 200 < t ≤ 500 | 500 < t ≤ 1000 | 1000 < t ≤ 5000 | 5000 < t ≤ 60000
80 ≤ u < 90 | 0 | 0 | 0 | 0 | 0 | 0
70 ≤ u < 80 | 0 | 0 | 0 | 0 | 0 | 0
40 ≤ u < 70 | 0 | 0 | 0 | 0 | 0 | 0
5 ≤ u < 40 | 0 | 0 | 0 | 0 | 0 | 0
u < 5 | 0 | 0 | 0 | 0 | 0 | 0
Total | 0 | 0 | 0 | 0 | 0 | 0
SIRS01(PT 1 SIRETUL SAUCESTI)¦ meter SN:1009141000001261
Tensiune reziduală u% | Durata t ms |  |  |  |  | Total
| 10 < t ≤ 200 | 200 < t ≤ 500 | 500 < t ≤ 1000 | 1000 < t ≤ 5000 | 5000 < t ≤ 60000
80 ≤ u < 90 | 0 | 0 | 0 | 0 | 0 | 0
70 ≤ u < 80 | 0 | 0 | 0 | 0 | 0 | 0
40 ≤ u < 70 | 0 | 0 | 0 | 0 | 0 | 0
5 ≤ u < 40 | 0 | 0 | 0 | 0 | 0 | 0
u < 5 | 0 | 0 | 0 | 0 | 0 | 0
Total | 0 | 0 | 0 | 0 | 0 | 0
SIRS02(PT 2 SIRETUL SAUCESTI)¦ meter SN:1009141000000507
Tensiune reziduală u% | Durata t ms |  |  |  |  | Total
| 10 < t ≤ 200 | 200 < t ≤ 500 | 500 < t ≤ 1000 | 1000 < t ≤ 5000 | 5000 < t ≤ 60000
80 ≤ u < 90 | 0 | 0 | 0 | 0 | 0 | 0
70 ≤ u < 80 | 0 | 0 | 0 | 0 | 0 | 0
40 ≤ u < 70 | 0 | 0 | 0 | 0 | 0 | 0
5 ≤ u < 40 | 0 | 0 | 0 | 0 | 0 | 0
u < 5 | 0 | 0 | 0 | 0 | 0 | 0
Total | 0 | 0 | 0 | 0 | 0 | 0
SIRS04(PT 4 SIRETUL SAUCESTI)¦ meter SN:1009141000001203
Tensiune reziduală u% | Durata t ms |  |  |  |  | Total
| 10 < t ≤ 200 | 200 < t ≤ 500 | 500 < t ≤ 1000 | 1000 < t ≤ 5000 | 5000 < t ≤ 60000
80 ≤ u < 90 | 0 | 0 | 0 | 0 | 0 | 0
70 ≤ u < 80 | 0 | 0 | 0 | 0 | 0 | 0
40 ≤ u < 70 | 0 | 0 | 0 | 0 | 0 | 0
5 ≤ u < 40 | 0 | 0 | 0 | 0 | 0 | 0
u < 5 | 0 | 0 | 0 | 0 | 0 | 0
Total | 0 | 0 | 0 | 0 | 0 | 0
SIRS06(PTA 6 SIRETU 100 KVA)¦ meter SN:1009141000000503
Tensiune reziduală u% | Durata t ms |  |  |  |  | Total
| 10 < t ≤ 200 | 200 < t ≤ 500 | 500 < t ≤ 1000 | 1000 < t ≤ 5000 | 5000 < t ≤ 60000
80 ≤ u < 90 | 0 | 0 | 0 | 0 | 0 | 0
70 ≤ u < 80 | 0 | 0 | 0 | 0 | 0 | 0
40 ≤ u < 70 | 0 | 0 | 0 | 0 | 0 | 0
5 ≤ u < 40 | 0 | 0 | 0 | 0 | 0 | 0
u < 5 | 0 | 0 | 0 | 0 | 0 | 0
Total | 0 | 0 | 0 | 0 | 0 | 0
SRBS01(PT 1 SERBESTI)¦ meter SN:1009141000000070
Tensiune reziduală u% | Durata t ms |  |  |  |  | Total
| 10 < t ≤ 200 | 200 < t ≤ 500 | 500 < t ≤ 1000 | 1000 < t ≤ 5000 | 5000 < t ≤ 60000
80 ≤ u < 90 | 0 | 0 | 0 | 0 | 0 | 0
70 ≤ u < 80 | 0 | 0 | 0 | 0 | 0 | 0
40 ≤ u < 70 | 0 | 0 | 0 | 0 | 0 | 0
5 ≤ u < 40 | 0 | 0 | 0 | 0 | 0 | 0
u < 5 | 0 | 0 | 0 | 0 | 0 | 0
Total | 0 | 0 | 0 | 0 | 0 | 0
BAIM01(PT BAIMAC)¦ meter SN:1009141000000669
Tensiune reziduală u% | Durata t ms |  |  |  |  | Total
| 10 < t ≤ 200 | 200 < t ≤ 500 | 500 < t ≤ 1000 | 1000 < t ≤ 5000 | 5000 < t ≤ 60000
80 ≤ u < 90 | 0 | 0 | 0 | 0 | 0 | 0
70 ≤ u < 80 | 0 | 0 | 0 | 0 | 0 | 0
40 ≤ u < 70 | 0 | 0 | 0 | 0 | 0 | 0
5 ≤ u < 40 | 0 | 0 | 0 | 0 | 0 | 0
u < 5 | 0 | 0 | 0 | 0 | 0 | 0
Total | 0 | 0 | 0 | 0 | 0 | 0
CALI01(PT CALINI)¦ meter SN:1009141000000785
Tensiune reziduală u% | Durata t ms |  |  |  |  | Total
| 10 < t ≤ 200 | 200 < t ≤ 500 | 500 < t ≤ 1000 | 1000 < t ≤ 5000 | 5000 < t ≤ 60000
80 ≤ u < 90 | 0 | 0 | 0 | 0 | 0 | 0
70 ≤ u < 80 | 0 | 0 | 0 | 0 | 0 | 0
40 ≤ u < 70 | 0 | 0 | 0 | 0 | 0 | 0
5 ≤ u < 40 | 0 | 0 | 0 | 0 | 0 | 0
u < 5 | 0 | 0 | 0 | 0 | 0 | 0
Total | 0 | 0 | 0 | 0 | 0 | 0
COLO01(PT 1 COLONESTI)¦ meter SN:1009141000001226
Tensiune reziduală u% | Durata t ms |  |  |  |  | Total
| 10 < t ≤ 200 | 200 < t ≤ 500 | 500 < t ≤ 1000 | 1000 < t ≤ 5000 | 5000 < t ≤ 60000
80 ≤ u < 90 | 0 | 0 | 0 | 0 | 0 | 0
70 ≤ u < 80 | 0 | 0 | 0 | 0 | 0 | 0
40 ≤ u < 70 | 0 | 0 | 0 | 0 | 0 | 0
5 ≤ u < 40 | 0 | 0 | 0 | 0 | 0 | 0
u < 5 | 0 | 0 | 0 | 0 | 0 | 0
Total | 0 | 0 | 0 | 0 | 0 | 0
COLO02(PT 2 COLONESTI)¦ meter SN:1009141000000602
Tensiune reziduală u% | Durata t ms |  |  |  |  | Total
| 10 < t ≤ 200 | 200 < t ≤ 500 | 500 < t ≤ 1000 | 1000 < t ≤ 5000 | 5000 < t ≤ 60000
80 ≤ u < 90 | 0 | 0 | 0 | 0 | 0 | 0
70 ≤ u < 80 | 0 | 0 | 0 | 0 | 0 | 0
40 ≤ u < 70 | 0 | 0 | 0 | 0 | 0 | 0
5 ≤ u < 40 | 0 | 0 | 0 | 0 | 0 | 0
u < 5 | 0 | 0 | 0 | 0 | 0 | 0
Total | 0 | 0 | 0 | 0 | 0 | 0
NAST01(PT NASTASENI)¦ meter SN:1009151000002223
Tensiune reziduală u% | Durata t ms |  |  |  |  | Total
| 10 < t ≤ 200 | 200 < t ≤ 500 | 500 < t ≤ 1000 | 1000 < t ≤ 5000 | 5000 < t ≤ 60000
80 ≤ u < 90 | 0 | 0 | 0 | 0 | 0 | 0
70 ≤ u < 80 | 0 | 0 | 0 | 0 | 0 | 0
40 ≤ u < 70 | 0 | 0 | 0 | 0 | 0 | 0
5 ≤ u < 40 | 0 | 0 | 0 | 0 | 0 | 0
u < 5 | 0 | 0 | 0 | 0 | 0 | 0
Total | 0 | 0 | 0 | 0 | 0 | 0
PINT01(PT POIENI)¦ meter SN:1009151000001368
Tensiune reziduală u% | Durata t ms |  |  |  |  | Total
| 10 < t ≤ 200 | 200 < t ≤ 500 | 500 < t ≤ 1000 | 1000 < t ≤ 5000 | 5000 < t ≤ 60000
80 ≤ u < 90 | 0 | 0 | 0 | 0 | 0 | 0
70 ≤ u < 80 | 0 | 0 | 0 | 0 | 0 | 0
40 ≤ u < 70 | 0 | 0 | 0 | 0 | 0 | 0
5 ≤ u < 40 | 0 | 0 | 0 | 0 | 0 | 0
u < 5 | 0 | 0 | 0 | 0 | 0 | 0
Total | 0 | 0 | 0 | 0 | 0 | 0
SATC01(PT 1 SATU NOU COLONESTI)¦ meter SN:1009141000000877
Tensiune reziduală u% | Durata t ms |  |  |  |  | Total
| 10 < t ≤ 200 | 200 < t ≤ 500 | 500 < t ≤ 1000 | 1000 < t ≤ 5000 | 5000 < t ≤ 60000
80 ≤ u < 90 | 0 | 0 | 0 | 0 | 0 | 0
70 ≤ u < 80 | 0 | 0 | 0 | 0 | 0 | 0
40 ≤ u < 70 | 0 | 0 | 0 | 0 | 0 | 0
5 ≤ u < 40 | 0 | 0 | 0 | 0 | 0 | 0
u < 5 | 0 | 0 | 0 | 0 | 0 | 0
Total | 0 | 0 | 0 | 0 | 0 | 0
SATP01(PT SAT NOU PARINCEA)¦ meter SN:1009151000001411
Tensiune reziduală u% | Durata t ms |  |  |  |  | Total
| 10 < t ≤ 200 | 200 < t ≤ 500 | 500 < t ≤ 1000 | 1000 < t ≤ 5000 | 5000 < t ≤ 60000
80 ≤ u < 90 | 0 | 0 | 0 | 0 | 0 | 0
70 ≤ u < 80 | 0 | 0 | 0 | 0 | 0 | 0
40 ≤ u < 70 | 0 | 0 | 0 | 0 | 0 | 0
5 ≤ u < 40 | 0 | 0 | 0 | 0 | 0 | 0
u < 5 | 0 | 0 | 0 | 0 | 0 | 0
Total | 0 | 0 | 0 | 0 | 0 | 0
SPRI01(PT SPRIA)¦ meter SN:1009141000001173
Tensiune reziduală u% | Durata t ms |  |  |  |  | Total
| 10 < t ≤ 200 | 200 < t ≤ 500 | 500 < t ≤ 1000 | 1000 < t ≤ 5000 | 5000 < t ≤ 60000
80 ≤ u < 90 | 0 | 0 | 0 | 0 | 0 | 0
70 ≤ u < 80 | 0 | 0 | 0 | 0 | 0 | 0
40 ≤ u < 70 | 0 | 0 | 0 | 0 | 0 | 0
5 ≤ u < 40 | 0 | 0 | 0 | 0 | 0 | 0
u < 5 | 0 | 0 | 0 | 0 | 0 | 0
Total | 0 | 0 | 0 | 0 | 0 | 0
VAMR01(PT VALEA MARE COLONESTI)¦ meter SN:1009151000001359
Tensiune reziduală u% | Durata t ms |  |  |  |  | Total
| 10 < t ≤ 200 | 200 < t ≤ 500 | 500 < t ≤ 1000 | 1000 < t ≤ 5000 | 5000 < t ≤ 60000
80 ≤ u < 90 | 0 | 0 | 0 | 0 | 0 | 0
70 ≤ u < 80 | 0 | 0 | 0 | 0 | 0 | 0
40 ≤ u < 70 | 0 | 0 | 0 | 0 | 0 | 0
5 ≤ u < 40 | 0 | 0 | 0 | 0 | 0 | 0
u < 5 | 0 | 0 | 0 | 0 | 0 | 0
Total | 0 | 0 | 0 | 0 | 0 | 0
ZAPD01(PT ZAPODIA COLONESTI)¦ meter SN:1009151000001470
Tensiune reziduală u% | Durata t ms |  |  |  |  | Total
| 10 < t ≤ 200 | 200 < t ≤ 500 | 500 < t ≤ 1000 | 1000 < t ≤ 5000 | 5000 < t ≤ 60000
80 ≤ u < 90 | 0 | 0 | 0 | 0 | 0 | 0
70 ≤ u < 80 | 0 | 0 | 0 | 0 | 0 | 0
40 ≤ u < 70 | 0 | 0 | 0 | 0 | 0 | 0
5 ≤ u < 40 | 0 | 0 | 0 | 0 | 0 | 0
u < 5 | 0 | 0 | 0 | 0 | 0 | 0
Total | 0 | 0 | 0 | 0 | 0 | 0
BGNS01(PT 1 BOGDANESTI TRAIAN)¦ meter SN:1009141000001024
Tensiune reziduală u% | Durata t ms |  |  |  |  | Total
| 10 < t ≤ 200 | 200 < t ≤ 500 | 500 < t ≤ 1000 | 1000 < t ≤ 5000 | 5000 < t ≤ 60000
80 ≤ u < 90 | 0 | 0 | 0 | 0 | 0 | 0
70 ≤ u < 80 | 0 | 0 | 0 | 0 | 0 | 0
40 ≤ u < 70 | 0 | 0 | 0 | 0 | 0 | 0
5 ≤ u < 40 | 0 | 0 | 0 | 0 | 0 | 0
u < 5 | 0 | 0 | 0 | 0 | 0 | 0
Total | 0 | 0 | 0 | 0 | 0 | 0
BGNS02(PT 2 BOGDANESTI TRAIAN)¦ meter SN:1009141000000462
Tensiune reziduală u% | Durata t ms |  |  |  |  | Total
| 10 < t ≤ 200 | 200 < t ≤ 500 | 500 < t ≤ 1000 | 1000 < t ≤ 5000 | 5000 < t ≤ 60000
80 ≤ u < 90 | 0 | 0 | 0 | 0 | 0 | 0
70 ≤ u < 80 | 0 | 0 | 0 | 0 | 0 | 0
40 ≤ u < 70 | 0 | 0 | 0 | 0 | 0 | 0
5 ≤ u < 40 | 0 | 0 | 0 | 0 | 0 | 0
u < 5 | 0 | 0 | 0 | 0 | 0 | 0
Total | 0 | 0 | 0 | 0 | 0 | 0
BGNS03(PT 3 BOGDANESTI TRAIAN)¦ meter SN:1009141000000786
Tensiune reziduală u% | Durata t ms |  |  |  |  | Total
| 10 < t ≤ 200 | 200 < t ≤ 500 | 500 < t ≤ 1000 | 1000 < t ≤ 5000 | 5000 < t ≤ 60000
80 ≤ u < 90 | 0 | 0 | 0 | 0 | 0 | 0
70 ≤ u < 80 | 0 | 0 | 0 | 0 | 0 | 0
40 ≤ u < 70 | 0 | 0 | 0 | 0 | 0 | 0
5 ≤ u < 40 | 0 | 0 | 0 | 0 | 0 | 0
u < 5 | 0 | 0 | 0 | 0 | 0 | 0
Total | 0 | 0 | 0 | 0 | 0 | 0
BIJG02(PT 2 BIJGHIR)¦ meter SN:1009141000000691
Tensiune reziduală u% | Durata t ms |  |  |  |  | Total
| 10 < t ≤ 200 | 200 < t ≤ 500 | 500 < t ≤ 1000 | 1000 < t ≤ 5000 | 5000 < t ≤ 60000
80 ≤ u < 90 | 0 | 0 | 0 | 0 | 0 | 0
70 ≤ u < 80 | 0 | 0 | 0 | 0 | 0 | 0
40 ≤ u < 70 | 0 | 0 | 0 | 0 | 0 | 0
5 ≤ u < 40 | 0 | 0 | 0 | 0 | 0 | 0
u < 5 | 0 | 0 | 0 | 0 | 0 | 0
Total | 0 | 0 | 0 | 0 | 0 | 0
CMPE01(PT CAMPENI TRAIAN)¦ meter SN:1009141000000509
Tensiune reziduală u% | Durata t ms |  |  |  |  | Total
| 10 < t ≤ 200 | 200 < t ≤ 500 | 500 < t ≤ 1000 | 1000 < t ≤ 5000 | 5000 < t ≤ 60000
80 ≤ u < 90 | 0 | 0 | 0 | 0 | 0 | 0
70 ≤ u < 80 | 0 | 0 | 0 | 0 | 0 | 0
40 ≤ u < 70 | 0 | 0 | 0 | 0 | 0 | 0
5 ≤ u < 40 | 0 | 0 | 0 | 0 | 0 | 0
u < 5 | 0 | 0 | 0 | 0 | 0 | 0
Total | 0 | 0 | 0 | 0 | 0 | 0
DOSP03(PT 3 DOSPINESTI)¦ meter SN:1009141000001136
Tensiune reziduală u% | Durata t ms |  |  |  |  | Total
| 10 < t ≤ 200 | 200 < t ≤ 500 | 500 < t ≤ 1000 | 1000 < t ≤ 5000 | 5000 < t ≤ 60000
80 ≤ u < 90 | 0 | 0 | 0 | 0 | 0 | 0
70 ≤ u < 80 | 0 | 0 | 0 | 0 | 0 | 0
40 ≤ u < 70 | 0 | 0 | 0 | 0 | 0 | 0
5 ≤ u < 40 | 0 | 0 | 0 | 0 | 0 | 0
u < 5 | 0 | 0 | 0 | 0 | 0 | 0
Total | 0 | 0 | 0 | 0 | 0 | 0
HERJ01(PT HERTIOANA)¦ meter SN:1009141000000806
Tensiune reziduală u% | Durata t ms |  |  |  |  | Total
| 10 < t ≤ 200 | 200 < t ≤ 500 | 500 < t ≤ 1000 | 1000 < t ≤ 5000 | 5000 < t ≤ 60000
80 ≤ u < 90 | 0 | 0 | 0 | 0 | 0 | 0
70 ≤ u < 80 | 0 | 0 | 0 | 0 | 0 | 0
40 ≤ u < 70 | 0 | 0 | 0 | 0 | 0 | 0
5 ≤ u < 40 | 0 | 0 | 0 | 0 | 0 | 0
u < 5 | 0 | 0 | 0 | 0 | 0 | 0
Total | 0 | 0 | 0 | 0 | 0 | 0
HERT01(PT HERTIOANA RAZESI)¦ meter SN:1009151000001590
Tensiune reziduală u% | Durata t ms |  |  |  |  | Total
| 10 < t ≤ 200 | 200 < t ≤ 500 | 500 < t ≤ 1000 | 1000 < t ≤ 5000 | 5000 < t ≤ 60000
80 ≤ u < 90 | 0 | 0 | 0 | 0 | 0 | 0
70 ≤ u < 80 | 0 | 0 | 0 | 0 | 0 | 0
40 ≤ u < 70 | 0 | 0 | 0 | 0 | 0 | 0
5 ≤ u < 40 | 0 | 0 | 0 | 0 | 0 | 0
u < 5 | 0 | 0 | 0 | 0 | 0 | 0
Total | 0 | 0 | 0 | 0 | 0 | 0
HOLT01(PT 1 HOLT)¦ meter SN:1009141000000667
Tensiune reziduală u% | Durata t ms |  |  |  |  | Total
| 10 < t ≤ 200 | 200 < t ≤ 500 | 500 < t ≤ 1000 | 1000 < t ≤ 5000 | 5000 < t ≤ 60000
80 ≤ u < 90 | 0 | 0 | 0 | 0 | 0 | 0
70 ≤ u < 80 | 0 | 0 | 0 | 0 | 0 | 0
40 ≤ u < 70 | 0 | 0 | 0 | 0 | 0 | 0
5 ≤ u < 40 | 0 | 0 | 0 | 0 | 0 | 0
u < 5 | 0 | 0 | 0 | 0 | 0 | 0
Total | 0 | 0 | 0 | 0 | 0 | 0
HOLT02(PT 2 HOLT)¦ meter SN:1009141000000968
Tensiune reziduală u% | Durata t ms |  |  |  |  | Total
| 10 < t ≤ 200 | 200 < t ≤ 500 | 500 < t ≤ 1000 | 1000 < t ≤ 5000 | 5000 < t ≤ 60000
80 ≤ u < 90 | 0 | 0 | 0 | 0 | 0 | 0
70 ≤ u < 80 | 0 | 0 | 0 | 0 | 0 | 0
40 ≤ u < 70 | 0 | 0 | 0 | 0 | 0 | 0
5 ≤ u < 40 | 0 | 0 | 0 | 0 | 0 | 0
u < 5 | 0 | 0 | 0 | 0 | 0 | 0
Total | 0 | 0 | 0 | 0 | 0 | 0
HOLT06(PTA 6 HOLT)¦ meter SN:1009151000001487
Tensiune reziduală u% | Durata t ms |  |  |  |  | Total
| 10 < t ≤ 200 | 200 < t ≤ 500 | 500 < t ≤ 1000 | 1000 < t ≤ 5000 | 5000 < t ≤ 60000
80 ≤ u < 90 | 0 | 0 | 0 | 0 | 0 | 0
70 ≤ u < 80 | 0 | 0 | 0 | 0 | 0 | 0
40 ≤ u < 70 | 0 | 0 | 0 | 0 | 0 | 0
5 ≤ u < 40 | 0 | 0 | 0 | 0 | 0 | 0
u < 5 | 0 | 0 | 0 | 0 | 0 | 0
Total | 0 | 0 | 0 | 0 | 0 | 0
LETE01(PT 1 LETEA VECHE)¦ meter SN:1009151000001628
Tensiune reziduală u% | Durata t ms |  |  |  |  | Total
| 10 < t ≤ 200 | 200 < t ≤ 500 | 500 < t ≤ 1000 | 1000 < t ≤ 5000 | 5000 < t ≤ 60000
80 ≤ u < 90 | 0 | 0 | 0 | 0 | 0 | 0
70 ≤ u < 80 | 0 | 0 | 0 | 0 | 0 | 0
40 ≤ u < 70 | 0 | 0 | 0 | 0 | 0 | 0
5 ≤ u < 40 | 0 | 0 | 0 | 0 | 0 | 0
u < 5 | 0 | 0 | 0 | 0 | 0 | 0
Total | 0 | 0 | 0 | 0 | 0 | 0
LETE02(PT 2 LETEA VECHE)¦ meter SN:1009141000000960
Tensiune reziduală u% | Durata t ms |  |  |  |  | Total
| 10 < t ≤ 200 | 200 < t ≤ 500 | 500 < t ≤ 1000 | 1000 < t ≤ 5000 | 5000 < t ≤ 60000
80 ≤ u < 90 | 0 | 0 | 0 | 0 | 0 | 0
70 ≤ u < 80 | 0 | 0 | 0 | 0 | 0 | 0
40 ≤ u < 70 | 0 | 0 | 0 | 0 | 0 | 0
5 ≤ u < 40 | 0 | 0 | 0 | 0 | 0 | 0
u < 5 | 0 | 0 | 0 | 0 | 0 | 0
Total | 0 | 0 | 0 | 0 | 0 | 0
LETE05(PT 5 SMA LETEA VECHE)¦ meter SN:1009141000000606
Tensiune reziduală u% | Durata t ms |  |  |  |  | Total
| 10 < t ≤ 200 | 200 < t ≤ 500 | 500 < t ≤ 1000 | 1000 < t ≤ 5000 | 5000 < t ≤ 60000
80 ≤ u < 90 | 0 | 0 | 0 | 0 | 0 | 0
70 ≤ u < 80 | 0 | 0 | 0 | 0 | 0 | 0
40 ≤ u < 70 | 0 | 0 | 0 | 0 | 0 | 0
5 ≤ u < 40 | 0 | 0 | 0 | 0 | 0 | 0
u < 5 | 0 | 0 | 0 | 0 | 0 | 0
Total | 0 | 0 | 0 | 0 | 0 | 0
LETE06(PT 6 LETEA VECHE IAS)¦ meter SN:1009141000000396
Tensiune reziduală u% | Durata t ms |  |  |  |  | Total
| 10 < t ≤ 200 | 200 < t ≤ 500 | 500 < t ≤ 1000 | 1000 < t ≤ 5000 | 5000 < t ≤ 60000
80 ≤ u < 90 | 0 | 0 | 0 | 0 | 0 | 0
70 ≤ u < 80 | 0 | 0 | 0 | 0 | 0 | 0
40 ≤ u < 70 | 0 | 0 | 0 | 0 | 0 | 0
5 ≤ u < 40 | 0 | 0 | 0 | 0 | 0 | 0
u < 5 | 0 | 0 | 0 | 0 | 0 | 0
Total | 0 | 0 | 0 | 0 | 0 | 0
LETE07(PT 7 LETEA VECHE)¦ meter SN:1009141000001253
Tensiune reziduală u% | Durata t ms |  |  |  |  | Total
| 10 < t ≤ 200 | 200 < t ≤ 500 | 500 < t ≤ 1000 | 1000 < t ≤ 5000 | 5000 < t ≤ 60000
80 ≤ u < 90 | 0 | 0 | 0 | 0 | 0 | 0
70 ≤ u < 80 | 0 | 0 | 0 | 0 | 0 | 0
40 ≤ u < 70 | 0 | 0 | 0 | 0 | 0 | 0
5 ≤ u < 40 | 0 | 0 | 0 | 0 | 0 | 0
u < 5 | 0 | 0 | 0 | 0 | 0 | 0
Total | 0 | 0 | 0 | 0 | 0 | 0
LETE09(PTA 9 LETEA VECHE)¦ meter SN:1009152000014798
Tensiune reziduală u% | Durata t ms |  |  |  |  | Total
| 10 < t ≤ 200 | 200 < t ≤ 500 | 500 < t ≤ 1000 | 1000 < t ≤ 5000 | 5000 < t ≤ 60000
80 ≤ u < 90 | 0 | 0 | 0 | 0 | 0 | 0
70 ≤ u < 80 | 0 | 0 | 0 | 0 | 0 | 0
40 ≤ u < 70 | 0 | 0 | 0 | 0 | 0 | 0
5 ≤ u < 40 | 0 | 0 | 0 | 0 | 0 | 0
u < 5 | 0 | 0 | 0 | 0 | 0 | 0
Total | 0 | 0 | 0 | 0 | 0 | 0
LETE16(PTA 16 LETEA VECHE (ASOC ARMONIA))¦ meter SN:1702234122646002
Tensiune reziduală u% | Durata t ms |  |  |  |  | Total
| 10 < t ≤ 200 | 200 < t ≤ 500 | 500 < t ≤ 1000 | 1000 < t ≤ 5000 | 5000 < t ≤ 60000
80 ≤ u < 90 | 0 | 0 | 0 | 0 | 0 | 0
70 ≤ u < 80 | 0 | 0 | 0 | 0 | 0 | 0
40 ≤ u < 70 | 0 | 0 | 0 | 0 | 0 | 0
5 ≤ u < 40 | 0 | 0 | 0 | 0 | 0 | 0
u < 5 | 0 | 0 | 0 | 0 | 0 | 0
Total | 0 | 0 | 0 | 0 | 0 | 0
PRAT01(PT 1 PRAJESTI)¦ meter SN:1009141000000670
Tensiune reziduală u% | Durata t ms |  |  |  |  | Total
| 10 < t ≤ 200 | 200 < t ≤ 500 | 500 < t ≤ 1000 | 1000 < t ≤ 5000 | 5000 < t ≤ 60000
80 ≤ u < 90 | 0 | 0 | 0 | 0 | 0 | 0
70 ≤ u < 80 | 0 | 0 | 0 | 0 | 0 | 0
40 ≤ u < 70 | 0 | 0 | 0 | 0 | 0 | 0
5 ≤ u < 40 | 0 | 0 | 0 | 0 | 0 | 0
u < 5 | 0 | 0 | 0 | 0 | 0 | 0
Total | 0 | 0 | 0 | 0 | 0 | 0
PRAT02(PT 2 PRAJESTI)¦ meter SN:1009141000000815
Tensiune reziduală u% | Durata t ms |  |  |  |  | Total
| 10 < t ≤ 200 | 200 < t ≤ 500 | 500 < t ≤ 1000 | 1000 < t ≤ 5000 | 5000 < t ≤ 60000
80 ≤ u < 90 | 0 | 0 | 0 | 0 | 0 | 0
70 ≤ u < 80 | 0 | 0 | 0 | 0 | 0 | 0
40 ≤ u < 70 | 0 | 0 | 0 | 0 | 0 | 0
5 ≤ u < 40 | 0 | 0 | 0 | 0 | 0 | 0
u < 5 | 0 | 0 | 0 | 0 | 0 | 0
Total | 0 | 0 | 0 | 0 | 0 | 0
PRAT03(PT 3 PRAJESTI)¦ meter SN:1009151000001645
Tensiune reziduală u% | Durata t ms |  |  |  |  | Total
| 10 < t ≤ 200 | 200 < t ≤ 500 | 500 < t ≤ 1000 | 1000 < t ≤ 5000 | 5000 < t ≤ 60000
80 ≤ u < 90 | 0 | 0 | 0 | 0 | 0 | 0
70 ≤ u < 80 | 0 | 0 | 0 | 0 | 0 | 0
40 ≤ u < 70 | 0 | 0 | 0 | 0 | 0 | 0
5 ≤ u < 40 | 0 | 0 | 0 | 0 | 0 | 0
u < 5 | 0 | 0 | 0 | 0 | 0 | 0
Total | 0 | 0 | 0 | 0 | 0 | 0
PRAT04(PT 4 PRAJESTI)¦ meter SN:1009151000001658
Tensiune reziduală u% | Durata t ms |  |  |  |  | Total
| 10 < t ≤ 200 | 200 < t ≤ 500 | 500 < t ≤ 1000 | 1000 < t ≤ 5000 | 5000 < t ≤ 60000
80 ≤ u < 90 | 0 | 0 | 0 | 0 | 0 | 0
70 ≤ u < 80 | 0 | 0 | 0 | 0 | 0 | 0
40 ≤ u < 70 | 0 | 0 | 0 | 0 | 0 | 0
5 ≤ u < 40 | 0 | 0 | 0 | 0 | 0 | 0
u < 5 | 0 | 0 | 0 | 0 | 0 | 0
Total | 0 | 0 | 0 | 0 | 0 | 0
RADM06(PT F. VACI RADOMIRESTI)¦ meter SN:1009151000001492
Tensiune reziduală u% | Durata t ms |  |  |  |  | Total
| 10 < t ≤ 200 | 200 < t ≤ 500 | 500 < t ≤ 1000 | 1000 < t ≤ 5000 | 5000 < t ≤ 60000
80 ≤ u < 90 | 0 | 0 | 0 | 0 | 0 | 0
70 ≤ u < 80 | 0 | 0 | 0 | 0 | 0 | 0
40 ≤ u < 70 | 0 | 0 | 0 | 0 | 0 | 0
5 ≤ u < 40 | 0 | 0 | 0 | 0 | 0 | 0
u < 5 | 0 | 0 | 0 | 0 | 0 | 0
Total | 0 | 0 | 0 | 0 | 0 | 0
SECU01(PT 1 SECUIENI CRR)¦ meter SN:1009141000000544
Tensiune reziduală u% | Durata t ms |  |  |  |  | Total
| 10 < t ≤ 200 | 200 < t ≤ 500 | 500 < t ≤ 1000 | 1000 < t ≤ 5000 | 5000 < t ≤ 60000
80 ≤ u < 90 | 0 | 0 | 0 | 0 | 0 | 0
70 ≤ u < 80 | 0 | 0 | 0 | 0 | 0 | 0
40 ≤ u < 70 | 0 | 0 | 0 | 0 | 0 | 0
5 ≤ u < 40 | 0 | 0 | 0 | 0 | 0 | 0
u < 5 | 0 | 0 | 0 | 0 | 0 | 0
Total | 0 | 0 | 0 | 0 | 0 | 0
SECU02(PT 2 SECUIENI)¦ meter SN:1009151000001656
Tensiune reziduală u% | Durata t ms |  |  |  |  | Total
| 10 < t ≤ 200 | 200 < t ≤ 500 | 500 < t ≤ 1000 | 1000 < t ≤ 5000 | 5000 < t ≤ 60000
80 ≤ u < 90 | 0 | 0 | 0 | 0 | 0 | 0
70 ≤ u < 80 | 0 | 0 | 0 | 0 | 0 | 0
40 ≤ u < 70 | 0 | 0 | 0 | 0 | 0 | 0
5 ≤ u < 40 | 0 | 0 | 0 | 0 | 0 | 0
u < 5 | 0 | 0 | 0 | 0 | 0 | 0
Total | 0 | 0 | 0 | 0 | 0 | 0
TRAI01(PT 1 TRAIAN)¦ meter SN:1009151000001631
Tensiune reziduală u% | Durata t ms |  |  |  |  | Total
| 10 < t ≤ 200 | 200 < t ≤ 500 | 500 < t ≤ 1000 | 1000 < t ≤ 5000 | 5000 < t ≤ 60000
80 ≤ u < 90 | 0 | 0 | 0 | 0 | 0 | 0
70 ≤ u < 80 | 0 | 0 | 0 | 0 | 0 | 0
40 ≤ u < 70 | 0 | 0 | 0 | 0 | 0 | 0
5 ≤ u < 40 | 0 | 0 | 0 | 0 | 0 | 0
u < 5 | 0 | 0 | 0 | 0 | 0 | 0
Total | 0 | 0 | 0 | 0 | 0 | 0
TRAI02(PT 2 TRAIAN)¦ meter SN:1009141000001114
Tensiune reziduală u% | Durata t ms |  |  |  |  | Total
| 10 < t ≤ 200 | 200 < t ≤ 500 | 500 < t ≤ 1000 | 1000 < t ≤ 5000 | 5000 < t ≤ 60000
80 ≤ u < 90 | 0 | 0 | 0 | 0 | 0 | 0
70 ≤ u < 80 | 0 | 0 | 0 | 0 | 0 | 0
40 ≤ u < 70 | 0 | 0 | 0 | 0 | 0 | 0
5 ≤ u < 40 | 0 | 0 | 0 | 0 | 0 | 0
u < 5 | 0 | 0 | 0 | 0 | 0 | 0
Total | 0 | 0 | 0 | 0 | 0 | 0
TRAI11(PT 11 TRAIAN IAS)¦ meter SN:1009141000000952
Tensiune reziduală u% | Durata t ms |  |  |  |  | Total
| 10 < t ≤ 200 | 200 < t ≤ 500 | 500 < t ≤ 1000 | 1000 < t ≤ 5000 | 5000 < t ≤ 60000
80 ≤ u < 90 | 0 | 0 | 0 | 0 | 0 | 0
70 ≤ u < 80 | 0 | 0 | 0 | 0 | 0 | 0
40 ≤ u < 70 | 0 | 0 | 0 | 0 | 0 | 0
5 ≤ u < 40 | 0 | 0 | 0 | 0 | 0 | 0
u < 5 | 0 | 0 | 0 | 0 | 0 | 0
Total | 0 | 0 | 0 | 0 | 0 | 0
TRAI12(PT 12 POMPE APA TRAIAN)¦ meter SN:1009141000000136
Tensiune reziduală u% | Durata t ms |  |  |  |  | Total
| 10 < t ≤ 200 | 200 < t ≤ 500 | 500 < t ≤ 1000 | 1000 < t ≤ 5000 | 5000 < t ≤ 60000
80 ≤ u < 90 | 0 | 0 | 0 | 0 | 0 | 0
70 ≤ u < 80 | 0 | 0 | 0 | 0 | 0 | 0
40 ≤ u < 70 | 0 | 0 | 0 | 0 | 0 | 0
5 ≤ u < 40 | 0 | 0 | 0 | 0 | 0 | 0
u < 5 | 0 | 0 | 0 | 0 | 0 | 0
Total | 0 | 0 | 0 | 0 | 0 | 0
ZPDA01(PT ZAPODIA TRAIAN)¦ meter SN:1009141000000605
Tensiune reziduală u% | Durata t ms |  |  |  |  | Total
| 10 < t ≤ 200 | 200 < t ≤ 500 | 500 < t ≤ 1000 | 1000 < t ≤ 5000 | 5000 < t ≤ 60000
80 ≤ u < 90 | 0 | 0 | 0 | 0 | 0 | 0
70 ≤ u < 80 | 0 | 0 | 0 | 0 | 0 | 0
40 ≤ u < 70 | 0 | 0 | 0 | 0 | 0 | 0
5 ≤ u < 40 | 0 | 0 | 0 | 0 | 0 | 0
u < 5 | 0 | 0 | 0 | 0 | 0 | 0
Total | 0 | 0 | 0 | 0 | 0 | 0
LARG01(PT LARGUTA 1)¦ meter SN:1009141000000516
Tensiune reziduală u% | Durata t ms |  |  |  |  | Total
| 10 < t ≤ 200 | 200 < t ≤ 500 | 500 < t ≤ 1000 | 1000 < t ≤ 5000 | 5000 < t ≤ 60000
80 ≤ u < 90 | 0 | 0 | 0 | 0 | 0 | 0
70 ≤ u < 80 | 0 | 0 | 0 | 0 | 0 | 0
40 ≤ u < 70 | 0 | 0 | 0 | 0 | 0 | 0
5 ≤ u < 40 | 0 | 0 | 0 | 0 | 0 | 0
u < 5 | 0 | 0 | 0 | 0 | 0 | 0
Total | 0 | 0 | 0 | 0 | 0 | 0
MRSC01(PT MARASCU 34)¦ meter SN:1009141000001244
Tensiune reziduală u% | Durata t ms |  |  |  |  | Total
| 10 < t ≤ 200 | 200 < t ≤ 500 | 500 < t ≤ 1000 | 1000 < t ≤ 5000 | 5000 < t ≤ 60000
80 ≤ u < 90 | 0 | 0 | 0 | 0 | 0 | 0
70 ≤ u < 80 | 0 | 0 | 0 | 0 | 0 | 0
40 ≤ u < 70 | 0 | 0 | 0 | 0 | 0 | 0
5 ≤ u < 40 | 0 | 0 | 0 | 0 | 0 | 0
u < 5 | 0 | 0 | 0 | 0 | 0 | 0
Total | 0 | 0 | 0 | 0 | 0 | 0
RACA01(PT 1 RACACIUNI)¦ meter SN:1702334125532447
Tensiune reziduală u% | Durata t ms |  |  |  |  | Total
| 10 < t ≤ 200 | 200 < t ≤ 500 | 500 < t ≤ 1000 | 1000 < t ≤ 5000 | 5000 < t ≤ 60000
80 ≤ u < 90 | 0 | 0 | 0 | 0 | 0 | 0
70 ≤ u < 80 | 0 | 0 | 0 | 0 | 0 | 0
40 ≤ u < 70 | 0 | 0 | 0 | 0 | 0 | 0
5 ≤ u < 40 | 0 | 0 | 0 | 0 | 0 | 0
u < 5 | 0 | 0 | 0 | 0 | 0 | 0
Total | 0 | 0 | 0 | 0 | 0 | 0
RACA02(PT 2 RACACIUNI)¦ meter SN:1702434125831904
Tensiune reziduală u% | Durata t ms |  |  |  |  | Total
| 10 < t ≤ 200 | 200 < t ≤ 500 | 500 < t ≤ 1000 | 1000 < t ≤ 5000 | 5000 < t ≤ 60000
80 ≤ u < 90 | 0 | 0 | 0 | 0 | 0 | 0
70 ≤ u < 80 | 0 | 0 | 0 | 0 | 0 | 0
40 ≤ u < 70 | 0 | 0 | 0 | 0 | 0 | 0
5 ≤ u < 40 | 0 | 0 | 0 | 0 | 0 | 0
u < 5 | 0 | 0 | 0 | 0 | 0 | 0
Total | 0 | 0 | 0 | 0 | 0 | 0
RACA03(PT 3 RACACIUNI (VINALCOOL))¦ meter SN:1702434125831905
Tensiune reziduală u% | Durata t ms |  |  |  |  | Total
| 10 < t ≤ 200 | 200 < t ≤ 500 | 500 < t ≤ 1000 | 1000 < t ≤ 5000 | 5000 < t ≤ 60000
80 ≤ u < 90 | 0 | 0 | 0 | 1 | 0 | 1
70 ≤ u < 80 | 0 | 0 | 0 | 0 | 0 | 0
40 ≤ u < 70 | 0 | 0 | 0 | 0 | 0 | 0
5 ≤ u < 40 | 0 | 0 | 0 | 0 | 0 | 0
u < 5 | 0 | 0 | 0 | 0 | 0 | 0
Total | 0 | 0 | 0 | 1 | 0 | 1
RACA05(PT 5 RACACIUNI HAN)¦ meter SN:1702334125532445
Tensiune reziduală u% | Durata t ms |  |  |  |  | Total
| 10 < t ≤ 200 | 200 < t ≤ 500 | 500 < t ≤ 1000 | 1000 < t ≤ 5000 | 5000 < t ≤ 60000
80 ≤ u < 90 | 0 | 0 | 0 | 0 | 0 | 0
70 ≤ u < 80 | 0 | 0 | 0 | 0 | 0 | 0
40 ≤ u < 70 | 0 | 0 | 0 | 0 | 0 | 0
5 ≤ u < 40 | 0 | 0 | 0 | 0 | 0 | 0
u < 5 | 0 | 0 | 0 | 0 | 0 | 0
Total | 0 | 0 | 0 | 0 | 0 | 0
RACA10(PT 10 RACACIUNI)¦ meter SN:1702334125532446
Tensiune reziduală u% | Durata t ms |  |  |  |  | Total
| 10 < t ≤ 200 | 200 < t ≤ 500 | 500 < t ≤ 1000 | 1000 < t ≤ 5000 | 5000 < t ≤ 60000
80 ≤ u < 90 | 0 | 0 | 0 | 0 | 0 | 0
70 ≤ u < 80 | 0 | 0 | 0 | 0 | 0 | 0
40 ≤ u < 70 | 0 | 0 | 0 | 0 | 0 | 0
5 ≤ u < 40 | 0 | 0 | 0 | 0 | 0 | 0
u < 5 | 0 | 0 | 0 | 0 | 0 | 0
Total | 0 | 0 | 0 | 0 | 0 | 0
RACA12(PT 12 RACACIUNI)¦ meter SN:1702334125532444
Tensiune reziduală u% | Durata t ms |  |  |  |  | Total
| 10 < t ≤ 200 | 200 < t ≤ 500 | 500 < t ≤ 1000 | 1000 < t ≤ 5000 | 5000 < t ≤ 60000
80 ≤ u < 90 | 0 | 0 | 0 | 1 | 0 | 1
70 ≤ u < 80 | 0 | 0 | 0 | 0 | 0 | 0
40 ≤ u < 70 | 0 | 0 | 0 | 0 | 0 | 0
5 ≤ u < 40 | 0 | 0 | 0 | 0 | 0 | 0
u < 5 | 0 | 0 | 0 | 0 | 0 | 0
Total | 0 | 0 | 0 | 1 | 0 | 1
RACA13(PT 13 RACACIUNI SMA)¦ meter SN:1702234122646005
Tensiune reziduală u% | Durata t ms |  |  |  |  | Total
| 10 < t ≤ 200 | 200 < t ≤ 500 | 500 < t ≤ 1000 | 1000 < t ≤ 5000 | 5000 < t ≤ 60000
80 ≤ u < 90 | 0 | 0 | 0 | 0 | 0 | 0
70 ≤ u < 80 | 0 | 0 | 0 | 0 | 0 | 0
40 ≤ u < 70 | 0 | 0 | 0 | 0 | 0 | 0
5 ≤ u < 40 | 0 | 0 | 0 | 0 | 0 | 0
u < 5 | 0 | 0 | 0 | 0 | 0 | 0
Total | 0 | 0 | 0 | 0 | 0 | 0
RACA14(PT 14 RACACIUNI (C0SMOROM))¦ meter SN:1702434125831797
Tensiune reziduală u% | Durata t ms |  |  |  |  | Total
| 10 < t ≤ 200 | 200 < t ≤ 500 | 500 < t ≤ 1000 | 1000 < t ≤ 5000 | 5000 < t ≤ 60000
80 ≤ u < 90 | 0 | 0 | 0 | 0 | 0 | 0
70 ≤ u < 80 | 0 | 0 | 0 | 0 | 0 | 0
40 ≤ u < 70 | 0 | 0 | 0 | 0 | 0 | 0
5 ≤ u < 40 | 0 | 0 | 0 | 0 | 0 | 0
u < 5 | 0 | 0 | 0 | 0 | 0 | 0
Total | 0 | 0 | 0 | 0 | 0 | 0
RACA23(PTA 23 RASTOACA PRIMARIE RACACIUNI COMODAT)¦ meter SN:1702434125831796
Tensiune reziduală u% | Durata t ms |  |  |  |  | Total
| 10 < t ≤ 200 | 200 < t ≤ 500 | 500 < t ≤ 1000 | 1000 < t ≤ 5000 | 5000 < t ≤ 60000
80 ≤ u < 90 | 0 | 0 | 0 | 0 | 0 | 0
70 ≤ u < 80 | 0 | 0 | 0 | 0 | 0 | 0
40 ≤ u < 70 | 0 | 0 | 0 | 0 | 0 | 0
5 ≤ u < 40 | 0 | 0 | 0 | 0 | 0 | 0
u < 5 | 0 | 0 | 0 | 0 | 0 | 0
Total | 0 | 0 | 0 | 0 | 0 | 0
VALH01(PT VALENI PARINCEA)¦ meter SN:1009141000000532
Tensiune reziduală u% | Durata t ms |  |  |  |  | Total
| 10 < t ≤ 200 | 200 < t ≤ 500 | 500 < t ≤ 1000 | 1000 < t ≤ 5000 | 5000 < t ≤ 60000
80 ≤ u < 90 | 0 | 0 | 0 | 0 | 0 | 0
70 ≤ u < 80 | 0 | 0 | 0 | 0 | 0 | 0
40 ≤ u < 70 | 0 | 0 | 0 | 0 | 0 | 0
5 ≤ u < 40 | 0 | 0 | 0 | 0 | 0 | 0
u < 5 | 0 | 0 | 0 | 0 | 0 | 0
Total | 0 | 0 | 0 | 0 | 0 | 0

## BC30(ONESTI)
CUCD01(PTA 1 CUCUIETI DOFTEANA)¦ meter SN:1009151000001332
Tensiune reziduală u% | Durata t ms |  |  |  |  | Total
| 10 < t ≤ 200 | 200 < t ≤ 500 | 500 < t ≤ 1000 | 1000 < t ≤ 5000 | 5000 < t ≤ 60000
80 ≤ u < 90 | 0 | 0 | 0 | 0 | 0 | 0
70 ≤ u < 80 | 0 | 0 | 0 | 0 | 0 | 0
40 ≤ u < 70 | 0 | 0 | 0 | 0 | 0 | 0
5 ≤ u < 40 | 0 | 0 | 0 | 0 | 0 | 0
u < 5 | 0 | 0 | 0 | 0 | 0 | 0
Total | 0 | 0 | 0 | 0 | 0 | 0
CUCD02(PTA 2 CUCUIETI DOFTEANA)¦ meter SN:1009151000001331
Tensiune reziduală u% | Durata t ms |  |  |  |  | Total
| 10 < t ≤ 200 | 200 < t ≤ 500 | 500 < t ≤ 1000 | 1000 < t ≤ 5000 | 5000 < t ≤ 60000
80 ≤ u < 90 | 0 | 0 | 0 | 0 | 0 | 0
70 ≤ u < 80 | 0 | 0 | 0 | 0 | 0 | 0
40 ≤ u < 70 | 0 | 0 | 0 | 0 | 0 | 0
5 ≤ u < 40 | 0 | 0 | 0 | 0 | 0 | 0
u < 5 | 0 | 0 | 0 | 0 | 0 | 0
Total | 0 | 0 | 0 | 0 | 0 | 0
DOFT03(PTA IF DOFTEANA)¦ meter SN:1009141000000850
Tensiune reziduală u% | Durata t ms |  |  |  |  | Total
| 10 < t ≤ 200 | 200 < t ≤ 500 | 500 < t ≤ 1000 | 1000 < t ≤ 5000 | 5000 < t ≤ 60000
80 ≤ u < 90 | 0 | 0 | 0 | 0 | 0 | 0
70 ≤ u < 80 | 0 | 0 | 0 | 0 | 0 | 0
40 ≤ u < 70 | 0 | 0 | 0 | 0 | 0 | 0
5 ≤ u < 40 | 0 | 0 | 0 | 0 | 0 | 0
u < 5 | 0 | 0 | 0 | 0 | 0 | 0
Total | 0 | 0 | 0 | 0 | 0 | 0
DOFT04(PTA 4 DOFTEANA)¦ meter SN:1009141000001237
Tensiune reziduală u% | Durata t ms |  |  |  |  | Total
| 10 < t ≤ 200 | 200 < t ≤ 500 | 500 < t ≤ 1000 | 1000 < t ≤ 5000 | 5000 < t ≤ 60000
80 ≤ u < 90 | 0 | 0 | 0 | 0 | 0 | 0
70 ≤ u < 80 | 0 | 0 | 0 | 0 | 0 | 0
40 ≤ u < 70 | 0 | 0 | 0 | 0 | 0 | 0
5 ≤ u < 40 | 0 | 0 | 0 | 0 | 0 | 0
u < 5 | 0 | 0 | 0 | 0 | 0 | 0
Total | 0 | 0 | 0 | 0 | 0 | 0
DOFT13(PTA PREVENTORIU)¦ meter SN:1009141000000397
Tensiune reziduală u% | Durata t ms |  |  |  |  | Total
| 10 < t ≤ 200 | 200 < t ≤ 500 | 500 < t ≤ 1000 | 1000 < t ≤ 5000 | 5000 < t ≤ 60000
80 ≤ u < 90 | 0 | 0 | 0 | 0 | 0 | 0
70 ≤ u < 80 | 0 | 0 | 0 | 0 | 0 | 0
40 ≤ u < 70 | 0 | 0 | 0 | 0 | 0 | 0
5 ≤ u < 40 | 0 | 0 | 0 | 0 | 0 | 0
u < 5 | 0 | 0 | 0 | 0 | 0 | 0
Total | 0 | 0 | 0 | 0 | 0 | 0
LRGA01(PTA 1 LARGA)¦ meter SN:1009141000000273
Tensiune reziduală u% | Durata t ms |  |  |  |  | Total
| 10 < t ≤ 200 | 200 < t ≤ 500 | 500 < t ≤ 1000 | 1000 < t ≤ 5000 | 5000 < t ≤ 60000
80 ≤ u < 90 | 0 | 0 | 0 | 0 | 0 | 0
70 ≤ u < 80 | 0 | 0 | 0 | 0 | 0 | 0
40 ≤ u < 70 | 0 | 0 | 0 | 0 | 0 | 0
5 ≤ u < 40 | 0 | 0 | 0 | 0 | 0 | 0
u < 5 | 0 | 0 | 0 | 0 | 0 | 0
Total | 0 | 0 | 0 | 0 | 0 | 0
LRGA02(PTA 2 LARGA)¦ meter SN:1009151000001669
Tensiune reziduală u% | Durata t ms |  |  |  |  | Total
| 10 < t ≤ 200 | 200 < t ≤ 500 | 500 < t ≤ 1000 | 1000 < t ≤ 5000 | 5000 < t ≤ 60000
80 ≤ u < 90 | 0 | 0 | 0 | 0 | 0 | 0
70 ≤ u < 80 | 0 | 0 | 0 | 0 | 0 | 0
40 ≤ u < 70 | 0 | 0 | 0 | 0 | 0 | 0
5 ≤ u < 40 | 0 | 0 | 0 | 0 | 0 | 0
u < 5 | 0 | 0 | 0 | 0 | 0 | 0
Total | 0 | 0 | 0 | 0 | 0 | 0
SEAC01(PT SEACA)¦ meter SN:1009141000000231
Tensiune reziduală u% | Durata t ms |  |  |  |  | Total
| 10 < t ≤ 200 | 200 < t ≤ 500 | 500 < t ≤ 1000 | 1000 < t ≤ 5000 | 5000 < t ≤ 60000
80 ≤ u < 90 | 0 | 0 | 0 | 0 | 0 | 0
70 ≤ u < 80 | 0 | 0 | 0 | 0 | 0 | 0
40 ≤ u < 70 | 0 | 0 | 0 | 0 | 0 | 0
5 ≤ u < 40 | 0 | 0 | 0 | 0 | 0 | 0
u < 5 | 0 | 0 | 0 | 0 | 0 | 0
Total | 0 | 0 | 0 | 0 | 0 | 0
ORBE03(PT 3 ORBENI F.VITICOLA)¦ meter SN:1009151000001622
Tensiune reziduală u% | Durata t ms |  |  |  |  | Total
| 10 < t ≤ 200 | 200 < t ≤ 500 | 500 < t ≤ 1000 | 1000 < t ≤ 5000 | 5000 < t ≤ 60000
80 ≤ u < 90 | 0 | 0 | 0 | 0 | 0 | 0
70 ≤ u < 80 | 0 | 0 | 0 | 0 | 0 | 0
40 ≤ u < 70 | 0 | 0 | 0 | 0 | 0 | 0
5 ≤ u < 40 | 0 | 0 | 0 | 0 | 0 | 0
u < 5 | 0 | 0 | 0 | 0 | 0 | 0
Total | 0 | 0 | 0 | 0 | 0 | 0
SCUR01(PT 1 SCURTA)¦ meter SN:1009141000000344
Tensiune reziduală u% | Durata t ms |  |  |  |  | Total
| 10 < t ≤ 200 | 200 < t ≤ 500 | 500 < t ≤ 1000 | 1000 < t ≤ 5000 | 5000 < t ≤ 60000
80 ≤ u < 90 | 0 | 0 | 0 | 0 | 0 | 0
70 ≤ u < 80 | 0 | 0 | 0 | 0 | 0 | 0
40 ≤ u < 70 | 0 | 0 | 0 | 0 | 0 | 0
5 ≤ u < 40 | 0 | 0 | 0 | 0 | 0 | 0
u < 5 | 0 | 0 | 0 | 0 | 0 | 0
Total | 0 | 0 | 0 | 0 | 0 | 0
SCUR02(PT 2 SCURTA)¦ meter SN:1009141000000332
Tensiune reziduală u% | Durata t ms |  |  |  |  | Total
| 10 < t ≤ 200 | 200 < t ≤ 500 | 500 < t ≤ 1000 | 1000 < t ≤ 5000 | 5000 < t ≤ 60000
80 ≤ u < 90 | 0 | 0 | 0 | 0 | 0 | 0
70 ≤ u < 80 | 0 | 0 | 0 | 0 | 0 | 0
40 ≤ u < 70 | 0 | 0 | 0 | 0 | 0 | 0
5 ≤ u < 40 | 0 | 0 | 0 | 0 | 0 | 0
u < 5 | 0 | 0 | 0 | 0 | 0 | 0
Total | 0 | 0 | 0 | 0 | 0 | 0
SCUR03(PT 3 SCURTA)¦ meter SN:1009141000000338
Tensiune reziduală u% | Durata t ms |  |  |  |  | Total
| 10 < t ≤ 200 | 200 < t ≤ 500 | 500 < t ≤ 1000 | 1000 < t ≤ 5000 | 5000 < t ≤ 60000
80 ≤ u < 90 | 0 | 0 | 0 | 0 | 0 | 0
70 ≤ u < 80 | 0 | 0 | 0 | 0 | 0 | 0
40 ≤ u < 70 | 0 | 0 | 0 | 0 | 0 | 0
5 ≤ u < 40 | 0 | 0 | 0 | 0 | 0 | 0
u < 5 | 0 | 0 | 0 | 0 | 0 | 0
Total | 0 | 0 | 0 | 0 | 0 | 0
SCUR04(PT 4 SCURTA)¦ meter SN:1009151000002131
Tensiune reziduală u% | Durata t ms |  |  |  |  | Total
| 10 < t ≤ 200 | 200 < t ≤ 500 | 500 < t ≤ 1000 | 1000 < t ≤ 5000 | 5000 < t ≤ 60000
80 ≤ u < 90 | 0 | 0 | 0 | 0 | 0 | 0
70 ≤ u < 80 | 0 | 0 | 0 | 0 | 0 | 0
40 ≤ u < 70 | 0 | 0 | 0 | 0 | 0 | 0
5 ≤ u < 40 | 0 | 0 | 0 | 0 | 0 | 0
u < 5 | 0 | 0 | 0 | 0 | 0 | 0
Total | 0 | 0 | 0 | 0 | 0 | 0
BCIU01(PT 1 BUCIUM)¦ meter SN:1009141000000265
Tensiune reziduală u% | Durata t ms |  |  |  |  | Total
| 10 < t ≤ 200 | 200 < t ≤ 500 | 500 < t ≤ 1000 | 1000 < t ≤ 5000 | 5000 < t ≤ 60000
80 ≤ u < 90 | 0 | 0 | 0 | 0 | 0 | 0
70 ≤ u < 80 | 0 | 0 | 0 | 0 | 0 | 0
40 ≤ u < 70 | 0 | 0 | 0 | 0 | 0 | 0
5 ≤ u < 40 | 0 | 0 | 0 | 0 | 0 | 0
u < 5 | 0 | 0 | 0 | 0 | 0 | 0
Total | 0 | 0 | 0 | 0 | 0 | 0
BCIU02(PTA 2 BUCIUM)¦ meter SN:1009151000001576
Tensiune reziduală u% | Durata t ms |  |  |  |  | Total
| 10 < t ≤ 200 | 200 < t ≤ 500 | 500 < t ≤ 1000 | 1000 < t ≤ 5000 | 5000 < t ≤ 60000
80 ≤ u < 90 | 0 | 0 | 0 | 0 | 0 | 0
70 ≤ u < 80 | 0 | 0 | 0 | 0 | 0 | 0
40 ≤ u < 70 | 0 | 0 | 0 | 0 | 0 | 0
5 ≤ u < 40 | 0 | 0 | 0 | 0 | 0 | 0
u < 5 | 0 | 0 | 0 | 0 | 0 | 0
Total | 0 | 0 | 0 | 0 | 0 | 0
BCIU03(PT 3 BUCIUM)¦ meter SN:1009141000000228
Tensiune reziduală u% | Durata t ms |  |  |  |  | Total
| 10 < t ≤ 200 | 200 < t ≤ 500 | 500 < t ≤ 1000 | 1000 < t ≤ 5000 | 5000 < t ≤ 60000
80 ≤ u < 90 | 0 | 0 | 0 | 0 | 0 | 0
70 ≤ u < 80 | 0 | 0 | 0 | 0 | 0 | 0
40 ≤ u < 70 | 0 | 0 | 0 | 0 | 0 | 0
5 ≤ u < 40 | 0 | 0 | 0 | 0 | 0 | 0
u < 5 | 0 | 0 | 0 | 0 | 0 | 0
Total | 0 | 0 | 0 | 0 | 0 | 0
BCIU04(PT 4 BUCIUM)¦ meter SN:1009141000000221
Tensiune reziduală u% | Durata t ms |  |  |  |  | Total
| 10 < t ≤ 200 | 200 < t ≤ 500 | 500 < t ≤ 1000 | 1000 < t ≤ 5000 | 5000 < t ≤ 60000
80 ≤ u < 90 | 0 | 0 | 0 | 0 | 0 | 0
70 ≤ u < 80 | 0 | 0 | 0 | 0 | 0 | 0
40 ≤ u < 70 | 0 | 0 | 0 | 0 | 0 | 0
5 ≤ u < 40 | 0 | 0 | 0 | 0 | 0 | 0
u < 5 | 0 | 0 | 0 | 0 | 0 | 0
Total | 0 | 0 | 0 | 0 | 0 | 0
BCIU06(PTA 6 BUCIUM)¦ meter SN:1009151000002264
Tensiune reziduală u% | Durata t ms |  |  |  |  | Total
| 10 < t ≤ 200 | 200 < t ≤ 500 | 500 < t ≤ 1000 | 1000 < t ≤ 5000 | 5000 < t ≤ 60000
80 ≤ u < 90 | 0 | 0 | 0 | 0 | 0 | 0
70 ≤ u < 80 | 0 | 0 | 0 | 0 | 0 | 0
40 ≤ u < 70 | 0 | 0 | 0 | 0 | 0 | 0
5 ≤ u < 40 | 0 | 0 | 0 | 0 | 0 | 0
u < 5 | 0 | 0 | 0 | 0 | 0 | 0
Total | 0 | 0 | 0 | 0 | 0 | 0
BGDA01(PTA 1 BOGDANA)¦ meter SN:1009141000000124
Tensiune reziduală u% | Durata t ms |  |  |  |  | Total
| 10 < t ≤ 200 | 200 < t ≤ 500 | 500 < t ≤ 1000 | 1000 < t ≤ 5000 | 5000 < t ≤ 60000
80 ≤ u < 90 | 0 | 0 | 0 | 0 | 0 | 0
70 ≤ u < 80 | 0 | 0 | 0 | 0 | 0 | 0
40 ≤ u < 70 | 0 | 0 | 0 | 0 | 0 | 0
5 ≤ u < 40 | 0 | 0 | 0 | 0 | 0 | 0
u < 5 | 0 | 0 | 0 | 0 | 0 | 0
Total | 0 | 0 | 0 | 0 | 0 | 0
BGDA02(PTA 2 BOGDANA)¦ meter SN:1009141000000179
Tensiune reziduală u% | Durata t ms |  |  |  |  | Total
| 10 < t ≤ 200 | 200 < t ≤ 500 | 500 < t ≤ 1000 | 1000 < t ≤ 5000 | 5000 < t ≤ 60000
80 ≤ u < 90 | 0 | 0 | 0 | 0 | 0 | 0
70 ≤ u < 80 | 0 | 0 | 0 | 0 | 0 | 0
40 ≤ u < 70 | 0 | 0 | 0 | 0 | 0 | 0
5 ≤ u < 40 | 0 | 0 | 0 | 0 | 0 | 0
u < 5 | 0 | 0 | 0 | 0 | 0 | 0
Total | 0 | 0 | 0 | 0 | 0 | 0
BISJ01(PTA BOISTEA DE JOS)¦ meter SN:1009141000001080
Tensiune reziduală u% | Durata t ms |  |  |  |  | Total
| 10 < t ≤ 200 | 200 < t ≤ 500 | 500 < t ≤ 1000 | 1000 < t ≤ 5000 | 5000 < t ≤ 60000
80 ≤ u < 90 | 0 | 0 | 0 | 0 | 0 | 0
70 ≤ u < 80 | 0 | 0 | 0 | 0 | 0 | 0
40 ≤ u < 70 | 0 | 0 | 0 | 0 | 0 | 0
5 ≤ u < 40 | 0 | 0 | 0 | 0 | 0 | 0
u < 5 | 0 | 0 | 0 | 0 | 0 | 0
Total | 0 | 0 | 0 | 0 | 0 | 0
BOIS01(PTA BOISTEA DE SUS)¦ meter SN:1009141000000575
Tensiune reziduală u% | Durata t ms |  |  |  |  | Total
| 10 < t ≤ 200 | 200 < t ≤ 500 | 500 < t ≤ 1000 | 1000 < t ≤ 5000 | 5000 < t ≤ 60000
80 ≤ u < 90 | 0 | 0 | 0 | 0 | 0 | 0
70 ≤ u < 80 | 0 | 0 | 0 | 0 | 0 | 0
40 ≤ u < 70 | 0 | 0 | 0 | 0 | 0 | 0
5 ≤ u < 40 | 0 | 0 | 0 | 0 | 0 | 0
u < 5 | 0 | 0 | 0 | 0 | 0 | 0
Total | 0 | 0 | 0 | 0 | 0 | 0
BORZ01(PTA BORZESTI SAT)¦ meter SN:1009151000002552
Tensiune reziduală u% | Durata t ms |  |  |  |  | Total
| 10 < t ≤ 200 | 200 < t ≤ 500 | 500 < t ≤ 1000 | 1000 < t ≤ 5000 | 5000 < t ≤ 60000
80 ≤ u < 90 | 0 | 0 | 0 | 0 | 0 | 0
70 ≤ u < 80 | 0 | 0 | 0 | 0 | 0 | 0
40 ≤ u < 70 | 0 | 0 | 0 | 0 | 0 | 0
5 ≤ u < 40 | 0 | 0 | 0 | 0 | 0 | 0
u < 5 | 0 | 0 | 0 | 0 | 0 | 0
Total | 0 | 0 | 0 | 0 | 0 | 0
BORZ02(PTA TH BORZESTI)¦ meter SN:1009141000000451
Tensiune reziduală u% | Durata t ms |  |  |  |  | Total
| 10 < t ≤ 200 | 200 < t ≤ 500 | 500 < t ≤ 1000 | 1000 < t ≤ 5000 | 5000 < t ≤ 60000
80 ≤ u < 90 | 0 | 0 | 0 | 0 | 0 | 0
70 ≤ u < 80 | 0 | 0 | 0 | 0 | 0 | 0
40 ≤ u < 70 | 0 | 0 | 0 | 0 | 0 | 0
5 ≤ u < 40 | 0 | 0 | 0 | 0 | 0 | 0
u < 5 | 0 | 0 | 0 | 0 | 0 | 0
Total | 0 | 0 | 0 | 0 | 0 | 0
CAPA01(PTA CAPATA)¦ meter SN:1009141000000690
Tensiune reziduală u% | Durata t ms |  |  |  |  | Total
| 10 < t ≤ 200 | 200 < t ≤ 500 | 500 < t ≤ 1000 | 1000 < t ≤ 5000 | 5000 < t ≤ 60000
80 ≤ u < 90 | 0 | 0 | 0 | 0 | 0 | 0
70 ≤ u < 80 | 0 | 0 | 0 | 0 | 0 | 0
40 ≤ u < 70 | 0 | 0 | 0 | 0 | 0 | 0
5 ≤ u < 40 | 0 | 0 | 0 | 0 | 0 | 0
u < 5 | 0 | 0 | 0 | 0 | 0 | 0
Total | 0 | 0 | 0 | 0 | 0 | 0
DMBG01(PTA 1 DUMBRAVA)¦ meter SN:1009151000001598
Tensiune reziduală u% | Durata t ms |  |  |  |  | Total
| 10 < t ≤ 200 | 200 < t ≤ 500 | 500 < t ≤ 1000 | 1000 < t ≤ 5000 | 5000 < t ≤ 60000
80 ≤ u < 90 | 0 | 0 | 0 | 0 | 0 | 0
70 ≤ u < 80 | 0 | 0 | 0 | 0 | 0 | 0
40 ≤ u < 70 | 0 | 0 | 0 | 0 | 0 | 0
5 ≤ u < 40 | 0 | 0 | 0 | 0 | 0 | 0
u < 5 | 0 | 0 | 0 | 0 | 0 | 0
Total | 0 | 0 | 0 | 0 | 0 | 0
DMBG02(PTA 2 DUMBRAVA IAS)¦ meter SN:1009141000000251
Tensiune reziduală u% | Durata t ms |  |  |  |  | Total
| 10 < t ≤ 200 | 200 < t ≤ 500 | 500 < t ≤ 1000 | 1000 < t ≤ 5000 | 5000 < t ≤ 60000
80 ≤ u < 90 | 0 | 0 | 0 | 0 | 0 | 0
70 ≤ u < 80 | 0 | 0 | 0 | 0 | 0 | 0
40 ≤ u < 70 | 0 | 0 | 0 | 0 | 0 | 0
5 ≤ u < 40 | 0 | 0 | 0 | 0 | 0 | 0
u < 5 | 0 | 0 | 0 | 0 | 0 | 0
Total | 0 | 0 | 0 | 0 | 0 | 0
DMBG03(PTA 3 DUMBRAVA)¦ meter SN:1009141000000287
Tensiune reziduală u% | Durata t ms |  |  |  |  | Total
| 10 < t ≤ 200 | 200 < t ≤ 500 | 500 < t ≤ 1000 | 1000 < t ≤ 5000 | 5000 < t ≤ 60000
80 ≤ u < 90 | 0 | 0 | 0 | 0 | 0 | 0
70 ≤ u < 80 | 0 | 0 | 0 | 0 | 0 | 0
40 ≤ u < 70 | 0 | 0 | 0 | 0 | 0 | 0
5 ≤ u < 40 | 0 | 0 | 0 | 0 | 0 | 0
u < 5 | 0 | 0 | 0 | 0 | 0 | 0
Total | 0 | 0 | 0 | 0 | 0 | 0
FLST01(PTA FLORESTI(BORZESTI))¦ meter SN:1009141000001177
Tensiune reziduală u% | Durata t ms |  |  |  |  | Total
| 10 < t ≤ 200 | 200 < t ≤ 500 | 500 < t ≤ 1000 | 1000 < t ≤ 5000 | 5000 < t ≤ 60000
80 ≤ u < 90 | 0 | 0 | 0 | 0 | 0 | 0
70 ≤ u < 80 | 0 | 0 | 0 | 0 | 0 | 0
40 ≤ u < 70 | 0 | 0 | 0 | 0 | 0 | 0
5 ≤ u < 40 | 0 | 0 | 0 | 0 | 0 | 0
u < 5 | 0 | 0 | 0 | 0 | 0 | 0
Total | 0 | 0 | 0 | 0 | 0 | 0
FREX01(PTA FRUCTEXPORT)¦ meter SN:1009151000001417
Tensiune reziduală u% | Durata t ms |  |  |  |  | Total
| 10 < t ≤ 200 | 200 < t ≤ 500 | 500 < t ≤ 1000 | 1000 < t ≤ 5000 | 5000 < t ≤ 60000
80 ≤ u < 90 | 0 | 0 | 0 | 0 | 0 | 0
70 ≤ u < 80 | 0 | 0 | 0 | 0 | 0 | 0
40 ≤ u < 70 | 0 | 0 | 0 | 0 | 0 | 0
5 ≤ u < 40 | 0 | 0 | 0 | 0 | 0 | 0
u < 5 | 0 | 0 | 0 | 0 | 0 | 0
Total | 0 | 0 | 0 | 0 | 0 | 0
GURA01(PTA 1 GURA VAII)¦ meter SN:1009141000001127
Tensiune reziduală u% | Durata t ms |  |  |  |  | Total
| 10 < t ≤ 200 | 200 < t ≤ 500 | 500 < t ≤ 1000 | 1000 < t ≤ 5000 | 5000 < t ≤ 60000
80 ≤ u < 90 | 0 | 0 | 0 | 0 | 0 | 0
70 ≤ u < 80 | 0 | 0 | 0 | 0 | 0 | 0
40 ≤ u < 70 | 0 | 0 | 0 | 0 | 0 | 0
5 ≤ u < 40 | 0 | 0 | 0 | 0 | 0 | 0
u < 5 | 0 | 0 | 0 | 0 | 0 | 0
Total | 0 | 0 | 0 | 0 | 0 | 0
GURA02(PTA 2 GURA VAII)¦ meter SN:1009141000000540
Tensiune reziduală u% | Durata t ms |  |  |  |  | Total
| 10 < t ≤ 200 | 200 < t ≤ 500 | 500 < t ≤ 1000 | 1000 < t ≤ 5000 | 5000 < t ≤ 60000
80 ≤ u < 90 | 0 | 0 | 0 | 0 | 0 | 0
70 ≤ u < 80 | 0 | 0 | 0 | 0 | 0 | 0
40 ≤ u < 70 | 0 | 0 | 0 | 0 | 0 | 0
5 ≤ u < 40 | 0 | 0 | 0 | 0 | 0 | 0
u < 5 | 0 | 0 | 0 | 0 | 0 | 0
Total | 0 | 0 | 0 | 0 | 0 | 0
GURA03(PTA 3 GURA VAII)¦ meter SN:1009141000000712
Tensiune reziduală u% | Durata t ms |  |  |  |  | Total
| 10 < t ≤ 200 | 200 < t ≤ 500 | 500 < t ≤ 1000 | 1000 < t ≤ 5000 | 5000 < t ≤ 60000
80 ≤ u < 90 | 0 | 0 | 0 | 0 | 0 | 0
70 ≤ u < 80 | 0 | 0 | 0 | 0 | 0 | 0
40 ≤ u < 70 | 0 | 0 | 0 | 0 | 0 | 0
5 ≤ u < 40 | 0 | 0 | 0 | 0 | 0 | 0
u < 5 | 0 | 0 | 0 | 0 | 0 | 0
Total | 0 | 0 | 0 | 0 | 0 | 0
GURA04(PTA 4 GURA VAII SMA)¦ meter SN:1009151000001416
Tensiune reziduală u% | Durata t ms |  |  |  |  | Total
| 10 < t ≤ 200 | 200 < t ≤ 500 | 500 < t ≤ 1000 | 1000 < t ≤ 5000 | 5000 < t ≤ 60000
80 ≤ u < 90 | 0 | 0 | 0 | 0 | 0 | 0
70 ≤ u < 80 | 0 | 0 | 0 | 0 | 0 | 0
40 ≤ u < 70 | 0 | 0 | 0 | 0 | 0 | 0
5 ≤ u < 40 | 0 | 0 | 0 | 0 | 0 | 0
u < 5 | 0 | 0 | 0 | 0 | 0 | 0
Total | 0 | 0 | 0 | 0 | 0 | 0
GURA05(PTA 5 GURA VAII)¦ meter SN:1009141000000794
Tensiune reziduală u% | Durata t ms |  |  |  |  | Total
| 10 < t ≤ 200 | 200 < t ≤ 500 | 500 < t ≤ 1000 | 1000 < t ≤ 5000 | 5000 < t ≤ 60000
80 ≤ u < 90 | 0 | 0 | 0 | 0 | 0 | 0
70 ≤ u < 80 | 0 | 0 | 0 | 0 | 0 | 0
40 ≤ u < 70 | 0 | 0 | 0 | 0 | 0 | 0
5 ≤ u < 40 | 0 | 0 | 0 | 0 | 0 | 0
u < 5 | 0 | 0 | 0 | 0 | 0 | 0
Total | 0 | 0 | 0 | 0 | 0 | 0
GUTI01(PTA 1 GUTINAS)¦ meter SN:1009141000000679
Tensiune reziduală u% | Durata t ms |  |  |  |  | Total
| 10 < t ≤ 200 | 200 < t ≤ 500 | 500 < t ≤ 1000 | 1000 < t ≤ 5000 | 5000 < t ≤ 60000
80 ≤ u < 90 | 0 | 0 | 0 | 0 | 0 | 0
70 ≤ u < 80 | 0 | 0 | 0 | 0 | 0 | 0
40 ≤ u < 70 | 0 | 0 | 0 | 0 | 0 | 0
5 ≤ u < 40 | 0 | 0 | 0 | 0 | 0 | 0
u < 5 | 0 | 0 | 0 | 0 | 0 | 0
Total | 0 | 0 | 0 | 0 | 0 | 0
HELT01(PTA HELTIU)¦ meter SN:1009141000001181
Tensiune reziduală u% | Durata t ms |  |  |  |  | Total
| 10 < t ≤ 200 | 200 < t ≤ 500 | 500 < t ≤ 1000 | 1000 < t ≤ 5000 | 5000 < t ≤ 60000
80 ≤ u < 90 | 0 | 0 | 0 | 0 | 0 | 0
70 ≤ u < 80 | 0 | 0 | 0 | 0 | 0 | 0
40 ≤ u < 70 | 0 | 0 | 0 | 0 | 0 | 0
5 ≤ u < 40 | 0 | 0 | 0 | 0 | 0 | 0
u < 5 | 0 | 0 | 0 | 0 | 0 | 0
Total | 0 | 0 | 0 | 0 | 0 | 0
JVRN01(PTA JAVRENI P IGO)¦ meter SN:1009151000002441
Tensiune reziduală u% | Durata t ms |  |  |  |  | Total
| 10 < t ≤ 200 | 200 < t ≤ 500 | 500 < t ≤ 1000 | 1000 < t ≤ 5000 | 5000 < t ≤ 60000
80 ≤ u < 90 | 0 | 0 | 0 | 0 | 0 | 0
70 ≤ u < 80 | 0 | 0 | 0 | 0 | 0 | 0
40 ≤ u < 70 | 0 | 0 | 0 | 0 | 0 | 0
5 ≤ u < 40 | 0 | 0 | 0 | 0 | 0 | 0
u < 5 | 0 | 0 | 0 | 0 | 0 | 0
Total | 0 | 0 | 0 | 0 | 0 | 0
MTCT01(PTA MOTOCESTI)¦ meter SN:1009141000000239
Tensiune reziduală u% | Durata t ms |  |  |  |  | Total
| 10 < t ≤ 200 | 200 < t ≤ 500 | 500 < t ≤ 1000 | 1000 < t ≤ 5000 | 5000 < t ≤ 60000
80 ≤ u < 90 | 0 | 0 | 0 | 0 | 0 | 0
70 ≤ u < 80 | 0 | 0 | 0 | 0 | 0 | 0
40 ≤ u < 70 | 0 | 0 | 0 | 0 | 0 | 0
5 ≤ u < 40 | 0 | 0 | 0 | 0 | 0 | 0
u < 5 | 0 | 0 | 0 | 0 | 0 | 0
Total | 0 | 0 | 0 | 0 | 0 | 0
NGST01(PTA 1 NEGOIESTI)¦ meter SN:1009141000000654
Tensiune reziduală u% | Durata t ms |  |  |  |  | Total
| 10 < t ≤ 200 | 200 < t ≤ 500 | 500 < t ≤ 1000 | 1000 < t ≤ 5000 | 5000 < t ≤ 60000
80 ≤ u < 90 | 0 | 0 | 0 | 0 | 0 | 0
70 ≤ u < 80 | 0 | 0 | 0 | 0 | 0 | 0
40 ≤ u < 70 | 0 | 0 | 0 | 0 | 0 | 0
5 ≤ u < 40 | 0 | 0 | 0 | 0 | 0 | 0
u < 5 | 0 | 0 | 0 | 0 | 0 | 0
Total | 0 | 0 | 0 | 0 | 0 | 0
NGST02(PTA 2 NEGOIESTI)¦ meter SN:1009141000001101
Tensiune reziduală u% | Durata t ms |  |  |  |  | Total
| 10 < t ≤ 200 | 200 < t ≤ 500 | 500 < t ≤ 1000 | 1000 < t ≤ 5000 | 5000 < t ≤ 60000
80 ≤ u < 90 | 0 | 0 | 0 | 0 | 0 | 0
70 ≤ u < 80 | 0 | 0 | 0 | 0 | 0 | 0
40 ≤ u < 70 | 0 | 0 | 0 | 0 | 0 | 0
5 ≤ u < 40 | 0 | 0 | 0 | 0 | 0 | 0
u < 5 | 0 | 0 | 0 | 0 | 0 | 0
Total | 0 | 0 | 0 | 0 | 0 | 0
ONE004(PT 4 ONESTI)¦ meter SN:1702434126595903
Tensiune reziduală u% | Durata t ms |  |  |  |  | Total
| 10 < t ≤ 200 | 200 < t ≤ 500 | 500 < t ≤ 1000 | 1000 < t ≤ 5000 | 5000 < t ≤ 60000
80 ≤ u < 90 | 0 | 0 | 0 | 0 | 0 | 0
70 ≤ u < 80 | 0 | 0 | 0 | 0 | 0 | 0
40 ≤ u < 70 | 0 | 0 | 0 | 0 | 0 | 0
5 ≤ u < 40 | 0 | 0 | 0 | 0 | 0 | 0
u < 5 | 0 | 0 | 0 | 0 | 0 | 0
Total | 0 | 0 | 0 | 0 | 0 | 0
ONE012(PA 12 ONESTI 2)¦ meter SN:1009141000000261
Tensiune reziduală u% | Durata t ms |  |  |  |  | Total
| 10 < t ≤ 200 | 200 < t ≤ 500 | 500 < t ≤ 1000 | 1000 < t ≤ 5000 | 5000 < t ≤ 60000
80 ≤ u < 90 | 0 | 0 | 0 | 0 | 0 | 0
70 ≤ u < 80 | 0 | 0 | 0 | 0 | 0 | 0
40 ≤ u < 70 | 0 | 0 | 0 | 0 | 0 | 0
5 ≤ u < 40 | 0 | 0 | 0 | 0 | 0 | 0
u < 5 | 0 | 0 | 0 | 0 | 0 | 0
Total | 0 | 0 | 0 | 0 | 0 | 0
ONE013(PT 13 ONESTI)¦ meter SN:1009141000000162
Tensiune reziduală u% | Durata t ms |  |  |  |  | Total
| 10 < t ≤ 200 | 200 < t ≤ 500 | 500 < t ≤ 1000 | 1000 < t ≤ 5000 | 5000 < t ≤ 60000
80 ≤ u < 90 | 0 | 0 | 0 | 0 | 0 | 0
70 ≤ u < 80 | 0 | 0 | 0 | 0 | 0 | 0
40 ≤ u < 70 | 0 | 0 | 0 | 0 | 0 | 0
5 ≤ u < 40 | 0 | 0 | 0 | 0 | 0 | 0
u < 5 | 0 | 0 | 0 | 0 | 0 | 0
Total | 0 | 0 | 0 | 0 | 0 | 0
ONE014(PT 14 ONESTI)¦ meter SN:1009151000002510
Tensiune reziduală u% | Durata t ms |  |  |  |  | Total
| 10 < t ≤ 200 | 200 < t ≤ 500 | 500 < t ≤ 1000 | 1000 < t ≤ 5000 | 5000 < t ≤ 60000
80 ≤ u < 90 | 0 | 0 | 0 | 0 | 0 | 0
70 ≤ u < 80 | 0 | 0 | 0 | 0 | 0 | 0
40 ≤ u < 70 | 0 | 0 | 0 | 0 | 0 | 0
5 ≤ u < 40 | 0 | 0 | 0 | 0 | 0 | 0
u < 5 | 0 | 0 | 0 | 0 | 0 | 0
Total | 0 | 0 | 0 | 0 | 0 | 0
ONE017(PT 17 ONESTI)¦ meter SN:1009141000000306
Tensiune reziduală u% | Durata t ms |  |  |  |  | Total
| 10 < t ≤ 200 | 200 < t ≤ 500 | 500 < t ≤ 1000 | 1000 < t ≤ 5000 | 5000 < t ≤ 60000
80 ≤ u < 90 | 0 | 0 | 0 | 0 | 0 | 0
70 ≤ u < 80 | 0 | 0 | 0 | 0 | 0 | 0
40 ≤ u < 70 | 0 | 0 | 0 | 0 | 0 | 0
5 ≤ u < 40 | 0 | 0 | 0 | 0 | 0 | 0
u < 5 | 0 | 0 | 0 | 0 | 0 | 0
Total | 0 | 0 | 0 | 0 | 0 | 0
ONE023(PT 23 ONESTI)¦ meter SN:1702434126595905
Tensiune reziduală u% | Durata t ms |  |  |  |  | Total
| 10 < t ≤ 200 | 200 < t ≤ 500 | 500 < t ≤ 1000 | 1000 < t ≤ 5000 | 5000 < t ≤ 60000
80 ≤ u < 90 | 0 | 0 | 0 | 0 | 0 | 0
70 ≤ u < 80 | 0 | 0 | 0 | 0 | 0 | 0
40 ≤ u < 70 | 0 | 0 | 0 | 0 | 0 | 0
5 ≤ u < 40 | 0 | 0 | 0 | 0 | 0 | 0
u < 5 | 0 | 0 | 0 | 0 | 0 | 0
Total | 0 | 0 | 0 | 0 | 0 | 0
ONE031(PT 31 ONESTI)¦ meter SN:1009141000000225
Tensiune reziduală u% | Durata t ms |  |  |  |  | Total
| 10 < t ≤ 200 | 200 < t ≤ 500 | 500 < t ≤ 1000 | 1000 < t ≤ 5000 | 5000 < t ≤ 60000
80 ≤ u < 90 | 0 | 0 | 0 | 0 | 0 | 0
70 ≤ u < 80 | 0 | 0 | 0 | 0 | 0 | 0
40 ≤ u < 70 | 0 | 0 | 0 | 0 | 0 | 0
5 ≤ u < 40 | 0 | 0 | 0 | 0 | 0 | 0
u < 5 | 0 | 0 | 0 | 0 | 0 | 0
Total | 0 | 0 | 0 | 0 | 0 | 0
ONE032(PT 32 ONESTI)¦ meter SN:1009141000000113
Tensiune reziduală u% | Durata t ms |  |  |  |  | Total
| 10 < t ≤ 200 | 200 < t ≤ 500 | 500 < t ≤ 1000 | 1000 < t ≤ 5000 | 5000 < t ≤ 60000
80 ≤ u < 90 | 0 | 0 | 0 | 0 | 0 | 0
70 ≤ u < 80 | 0 | 0 | 0 | 0 | 0 | 0
40 ≤ u < 70 | 0 | 0 | 0 | 0 | 0 | 0
5 ≤ u < 40 | 0 | 0 | 0 | 0 | 0 | 0
u < 5 | 0 | 0 | 0 | 0 | 0 | 0
Total | 0 | 0 | 0 | 0 | 0 | 0
ONE034(PT 34 ONESTI)¦ meter SN:1009141000000204
Tensiune reziduală u% | Durata t ms |  |  |  |  | Total
| 10 < t ≤ 200 | 200 < t ≤ 500 | 500 < t ≤ 1000 | 1000 < t ≤ 5000 | 5000 < t ≤ 60000
80 ≤ u < 90 | 0 | 0 | 0 | 0 | 0 | 0
70 ≤ u < 80 | 0 | 0 | 0 | 0 | 0 | 0
40 ≤ u < 70 | 0 | 0 | 0 | 0 | 0 | 0
5 ≤ u < 40 | 0 | 0 | 0 | 0 | 0 | 0
u < 5 | 0 | 0 | 0 | 0 | 0 | 0
Total | 0 | 0 | 0 | 0 | 0 | 0
ONE035(PT 35 ONESTI)¦ meter SN:1009141000000104
Tensiune reziduală u% | Durata t ms |  |  |  |  | Total
| 10 < t ≤ 200 | 200 < t ≤ 500 | 500 < t ≤ 1000 | 1000 < t ≤ 5000 | 5000 < t ≤ 60000
80 ≤ u < 90 | 0 | 0 | 0 | 0 | 0 | 0
70 ≤ u < 80 | 0 | 0 | 0 | 0 | 0 | 0
40 ≤ u < 70 | 0 | 0 | 0 | 0 | 0 | 0
5 ≤ u < 40 | 0 | 0 | 0 | 0 | 0 | 0
u < 5 | 0 | 0 | 0 | 0 | 0 | 0
Total | 0 | 0 | 0 | 0 | 0 | 0
ONE037(PT 37 ONESTI)¦ meter SN:1009141000000337
Tensiune reziduală u% | Durata t ms |  |  |  |  | Total
| 10 < t ≤ 200 | 200 < t ≤ 500 | 500 < t ≤ 1000 | 1000 < t ≤ 5000 | 5000 < t ≤ 60000
80 ≤ u < 90 | 0 | 0 | 0 | 0 | 0 | 0
70 ≤ u < 80 | 0 | 0 | 0 | 0 | 0 | 0
40 ≤ u < 70 | 0 | 0 | 0 | 0 | 0 | 0
5 ≤ u < 40 | 0 | 0 | 0 | 0 | 0 | 0
u < 5 | 0 | 0 | 0 | 0 | 0 | 0
Total | 0 | 0 | 0 | 0 | 0 | 0
ONE039(PTA 39 ONESTI (PIATA ONESTI))¦ meter SN:1009151000002090
Tensiune reziduală u% | Durata t ms |  |  |  |  | Total
| 10 < t ≤ 200 | 200 < t ≤ 500 | 500 < t ≤ 1000 | 1000 < t ≤ 5000 | 5000 < t ≤ 60000
80 ≤ u < 90 | 0 | 0 | 0 | 0 | 0 | 0
70 ≤ u < 80 | 0 | 0 | 0 | 0 | 0 | 0
40 ≤ u < 70 | 0 | 0 | 0 | 0 | 0 | 0
5 ≤ u < 40 | 0 | 0 | 0 | 0 | 0 | 0
u < 5 | 0 | 0 | 0 | 0 | 0 | 0
Total | 0 | 0 | 0 | 0 | 0 | 0
ONE040(PTA 40 ONESTI)¦ meter SN:1009141000000195
Tensiune reziduală u% | Durata t ms |  |  |  |  | Total
| 10 < t ≤ 200 | 200 < t ≤ 500 | 500 < t ≤ 1000 | 1000 < t ≤ 5000 | 5000 < t ≤ 60000
80 ≤ u < 90 | 0 | 0 | 0 | 0 | 0 | 0
70 ≤ u < 80 | 0 | 0 | 0 | 0 | 0 | 0
40 ≤ u < 70 | 0 | 0 | 0 | 0 | 0 | 0
5 ≤ u < 40 | 0 | 0 | 0 | 0 | 0 | 0
u < 5 | 0 | 0 | 0 | 0 | 0 | 0
Total | 0 | 0 | 0 | 0 | 0 | 0
ONE041(PT 41 ONESTI DOMICONST)¦ meter SN:1702434126595904
Tensiune reziduală u% | Durata t ms |  |  |  |  | Total
| 10 < t ≤ 200 | 200 < t ≤ 500 | 500 < t ≤ 1000 | 1000 < t ≤ 5000 | 5000 < t ≤ 60000
80 ≤ u < 90 | 0 | 0 | 0 | 0 | 0 | 0
70 ≤ u < 80 | 0 | 0 | 0 | 0 | 0 | 0
40 ≤ u < 70 | 0 | 0 | 0 | 0 | 0 | 0
5 ≤ u < 40 | 0 | 0 | 0 | 0 | 0 | 0
u < 5 | 0 | 0 | 0 | 0 | 0 | 0
Total | 0 | 0 | 0 | 0 | 0 | 0
ONE042(PT 42 ONESTI)¦ meter SN:1009141000000320
Tensiune reziduală u% | Durata t ms |  |  |  |  | Total
| 10 < t ≤ 200 | 200 < t ≤ 500 | 500 < t ≤ 1000 | 1000 < t ≤ 5000 | 5000 < t ≤ 60000
80 ≤ u < 90 | 0 | 0 | 0 | 0 | 0 | 0
70 ≤ u < 80 | 0 | 0 | 0 | 0 | 0 | 0
40 ≤ u < 70 | 0 | 0 | 0 | 0 | 0 | 0
5 ≤ u < 40 | 0 | 0 | 0 | 0 | 0 | 0
u < 5 | 0 | 0 | 0 | 0 | 0 | 0
Total | 0 | 0 | 0 | 0 | 0 | 0
ONE043(PTA 43 ONESTI)¦ meter SN:1009141000000348
Tensiune reziduală u% | Durata t ms |  |  |  |  | Total
| 10 < t ≤ 200 | 200 < t ≤ 500 | 500 < t ≤ 1000 | 1000 < t ≤ 5000 | 5000 < t ≤ 60000
80 ≤ u < 90 | 0 | 0 | 0 | 0 | 0 | 0
70 ≤ u < 80 | 0 | 0 | 0 | 0 | 0 | 0
40 ≤ u < 70 | 0 | 0 | 0 | 0 | 0 | 0
5 ≤ u < 40 | 0 | 0 | 0 | 0 | 0 | 0
u < 5 | 0 | 0 | 0 | 0 | 0 | 0
Total | 0 | 0 | 0 | 0 | 0 | 0
ONE045(PT 45 ONESTI)¦ meter SN:1702434126595907
Tensiune reziduală u% | Durata t ms |  |  |  |  | Total
| 10 < t ≤ 200 | 200 < t ≤ 500 | 500 < t ≤ 1000 | 1000 < t ≤ 5000 | 5000 < t ≤ 60000
80 ≤ u < 90 | 0 | 0 | 0 | 0 | 0 | 0
70 ≤ u < 80 | 0 | 0 | 0 | 0 | 0 | 0
40 ≤ u < 70 | 0 | 0 | 0 | 0 | 0 | 0
5 ≤ u < 40 | 0 | 0 | 0 | 0 | 0 | 0
u < 5 | 0 | 0 | 0 | 0 | 0 | 0
Total | 0 | 0 | 0 | 0 | 0 | 0
ONE047(PT 47 ONESTI)¦ meter SN:1009141000000062
Tensiune reziduală u% | Durata t ms |  |  |  |  | Total
| 10 < t ≤ 200 | 200 < t ≤ 500 | 500 < t ≤ 1000 | 1000 < t ≤ 5000 | 5000 < t ≤ 60000
80 ≤ u < 90 | 0 | 0 | 0 | 0 | 0 | 0
70 ≤ u < 80 | 0 | 0 | 0 | 0 | 0 | 0
40 ≤ u < 70 | 0 | 0 | 0 | 0 | 0 | 0
5 ≤ u < 40 | 0 | 0 | 0 | 0 | 0 | 0
u < 5 | 0 | 0 | 0 | 0 | 0 | 0
Total | 0 | 0 | 0 | 0 | 0 | 0
ONE050(PT 50 ONESTI)¦ meter SN:1702434126595906
Tensiune reziduală u% | Durata t ms |  |  |  |  | Total
| 10 < t ≤ 200 | 200 < t ≤ 500 | 500 < t ≤ 1000 | 1000 < t ≤ 5000 | 5000 < t ≤ 60000
80 ≤ u < 90 | 0 | 0 | 0 | 0 | 0 | 0
70 ≤ u < 80 | 0 | 0 | 0 | 0 | 0 | 0
40 ≤ u < 70 | 0 | 0 | 0 | 0 | 0 | 0
5 ≤ u < 40 | 0 | 0 | 0 | 0 | 0 | 0
u < 5 | 0 | 0 | 0 | 0 | 0 | 0
Total | 0 | 0 | 0 | 0 | 0 | 0
ONE051(PT 51 ONESTI)¦ meter SN:1009141000000117
Tensiune reziduală u% | Durata t ms |  |  |  |  | Total
| 10 < t ≤ 200 | 200 < t ≤ 500 | 500 < t ≤ 1000 | 1000 < t ≤ 5000 | 5000 < t ≤ 60000
80 ≤ u < 90 | 0 | 0 | 0 | 0 | 0 | 0
70 ≤ u < 80 | 0 | 0 | 0 | 0 | 0 | 0
40 ≤ u < 70 | 0 | 0 | 0 | 0 | 0 | 0
5 ≤ u < 40 | 0 | 0 | 0 | 0 | 0 | 0
u < 5 | 0 | 0 | 0 | 0 | 0 | 0
Total | 0 | 0 | 0 | 0 | 0 | 0
ONE052(PT 52 ONESTI)¦ meter SN:1009141000000127
Tensiune reziduală u% | Durata t ms |  |  |  |  | Total
| 10 < t ≤ 200 | 200 < t ≤ 500 | 500 < t ≤ 1000 | 1000 < t ≤ 5000 | 5000 < t ≤ 60000
80 ≤ u < 90 | 0 | 0 | 0 | 0 | 0 | 0
70 ≤ u < 80 | 0 | 0 | 0 | 0 | 0 | 0
40 ≤ u < 70 | 0 | 0 | 0 | 0 | 0 | 0
5 ≤ u < 40 | 0 | 0 | 0 | 0 | 0 | 0
u < 5 | 0 | 0 | 0 | 0 | 0 | 0
Total | 0 | 0 | 0 | 0 | 0 | 0
ONE057(PT 57 ONESTI)¦ meter SN:1009141000000063
Tensiune reziduală u% | Durata t ms |  |  |  |  | Total
| 10 < t ≤ 200 | 200 < t ≤ 500 | 500 < t ≤ 1000 | 1000 < t ≤ 5000 | 5000 < t ≤ 60000
80 ≤ u < 90 | 0 | 0 | 0 | 0 | 0 | 0
70 ≤ u < 80 | 0 | 0 | 0 | 0 | 0 | 0
40 ≤ u < 70 | 0 | 0 | 0 | 0 | 0 | 0
5 ≤ u < 40 | 0 | 0 | 0 | 0 | 0 | 0
u < 5 | 0 | 0 | 0 | 0 | 0 | 0
Total | 0 | 0 | 0 | 0 | 0 | 0
ONE058(PT 58 ONESTI)¦ meter SN:1009141000000101
Tensiune reziduală u% | Durata t ms |  |  |  |  | Total
| 10 < t ≤ 200 | 200 < t ≤ 500 | 500 < t ≤ 1000 | 1000 < t ≤ 5000 | 5000 < t ≤ 60000
80 ≤ u < 90 | 0 | 0 | 0 | 0 | 0 | 0
70 ≤ u < 80 | 0 | 0 | 0 | 0 | 0 | 0
40 ≤ u < 70 | 0 | 0 | 0 | 0 | 0 | 0
5 ≤ u < 40 | 0 | 0 | 0 | 0 | 0 | 0
u < 5 | 0 | 0 | 0 | 0 | 0 | 0
Total | 0 | 0 | 0 | 0 | 0 | 0
ONE059(PT 59 ONESTI)¦ meter SN:1009141000000263
Tensiune reziduală u% | Durata t ms |  |  |  |  | Total
| 10 < t ≤ 200 | 200 < t ≤ 500 | 500 < t ≤ 1000 | 1000 < t ≤ 5000 | 5000 < t ≤ 60000
80 ≤ u < 90 | 0 | 0 | 0 | 0 | 0 | 0
70 ≤ u < 80 | 0 | 0 | 0 | 0 | 0 | 0
40 ≤ u < 70 | 0 | 0 | 0 | 0 | 0 | 0
5 ≤ u < 40 | 0 | 0 | 0 | 0 | 0 | 0
u < 5 | 0 | 0 | 0 | 0 | 0 | 0
Total | 0 | 0 | 0 | 0 | 0 | 0
ONE060(PT 60 ONESTI)¦ meter SN:1009141000000123
Tensiune reziduală u% | Durata t ms |  |  |  |  | Total
| 10 < t ≤ 200 | 200 < t ≤ 500 | 500 < t ≤ 1000 | 1000 < t ≤ 5000 | 5000 < t ≤ 60000
80 ≤ u < 90 | 0 | 0 | 0 | 0 | 0 | 0
70 ≤ u < 80 | 0 | 0 | 0 | 0 | 0 | 0
40 ≤ u < 70 | 0 | 0 | 0 | 0 | 0 | 0
5 ≤ u < 40 | 0 | 0 | 0 | 0 | 0 | 0
u < 5 | 0 | 0 | 0 | 0 | 0 | 0
Total | 0 | 0 | 0 | 0 | 0 | 0
ONE061(PT 61 ONESTI)¦ meter SN:1009141000000235
Tensiune reziduală u% | Durata t ms |  |  |  |  | Total
| 10 < t ≤ 200 | 200 < t ≤ 500 | 500 < t ≤ 1000 | 1000 < t ≤ 5000 | 5000 < t ≤ 60000
80 ≤ u < 90 | 0 | 0 | 0 | 0 | 0 | 0
70 ≤ u < 80 | 0 | 0 | 0 | 0 | 0 | 0
40 ≤ u < 70 | 0 | 0 | 0 | 0 | 0 | 0
5 ≤ u < 40 | 0 | 0 | 0 | 0 | 0 | 0
u < 5 | 0 | 0 | 0 | 0 | 0 | 0
Total | 0 | 0 | 0 | 0 | 0 | 0
ONE062(PT 62 ONESTI)¦ meter SN:1009141000000112
Tensiune reziduală u% | Durata t ms |  |  |  |  | Total
| 10 < t ≤ 200 | 200 < t ≤ 500 | 500 < t ≤ 1000 | 1000 < t ≤ 5000 | 5000 < t ≤ 60000
80 ≤ u < 90 | 0 | 0 | 0 | 0 | 0 | 0
70 ≤ u < 80 | 0 | 0 | 0 | 0 | 0 | 0
40 ≤ u < 70 | 0 | 0 | 0 | 0 | 0 | 0
5 ≤ u < 40 | 0 | 0 | 0 | 0 | 0 | 0
u < 5 | 0 | 0 | 0 | 0 | 0 | 0
Total | 0 | 0 | 0 | 0 | 0 | 0
ONE064(PT 64 ONESTI)¦ meter SN:1009141000000189
Tensiune reziduală u% | Durata t ms |  |  |  |  | Total
| 10 < t ≤ 200 | 200 < t ≤ 500 | 500 < t ≤ 1000 | 1000 < t ≤ 5000 | 5000 < t ≤ 60000
80 ≤ u < 90 | 0 | 0 | 0 | 0 | 0 | 0
70 ≤ u < 80 | 0 | 0 | 0 | 0 | 0 | 0
40 ≤ u < 70 | 0 | 0 | 0 | 0 | 0 | 0
5 ≤ u < 40 | 0 | 0 | 0 | 0 | 0 | 0
u < 5 | 0 | 0 | 0 | 0 | 0 | 0
Total | 0 | 0 | 0 | 0 | 0 | 0
ONE065(PT 65 ONESTI)¦ meter SN:1009141000000173
Tensiune reziduală u% | Durata t ms |  |  |  |  | Total
| 10 < t ≤ 200 | 200 < t ≤ 500 | 500 < t ≤ 1000 | 1000 < t ≤ 5000 | 5000 < t ≤ 60000
80 ≤ u < 90 | 0 | 0 | 0 | 0 | 0 | 0
70 ≤ u < 80 | 0 | 0 | 0 | 0 | 0 | 0
40 ≤ u < 70 | 0 | 0 | 0 | 0 | 0 | 0
5 ≤ u < 40 | 0 | 0 | 0 | 0 | 0 | 0
u < 5 | 0 | 0 | 0 | 0 | 0 | 0
Total | 0 | 0 | 0 | 0 | 0 | 0
ONE066(PT 66 ONESTI)¦ meter SN:1009141000000078
Tensiune reziduală u% | Durata t ms |  |  |  |  | Total
| 10 < t ≤ 200 | 200 < t ≤ 500 | 500 < t ≤ 1000 | 1000 < t ≤ 5000 | 5000 < t ≤ 60000
80 ≤ u < 90 | 0 | 0 | 0 | 0 | 0 | 0
70 ≤ u < 80 | 0 | 0 | 0 | 0 | 0 | 0
40 ≤ u < 70 | 0 | 0 | 0 | 0 | 0 | 0
5 ≤ u < 40 | 0 | 0 | 0 | 0 | 0 | 0
u < 5 | 0 | 0 | 0 | 0 | 0 | 0
Total | 0 | 0 | 0 | 0 | 0 | 0
ONE067(PT 67 ONESTI)¦ meter SN:1009141000000108
Tensiune reziduală u% | Durata t ms |  |  |  |  | Total
| 10 < t ≤ 200 | 200 < t ≤ 500 | 500 < t ≤ 1000 | 1000 < t ≤ 5000 | 5000 < t ≤ 60000
80 ≤ u < 90 | 0 | 0 | 0 | 0 | 0 | 0
70 ≤ u < 80 | 0 | 0 | 0 | 0 | 0 | 0
40 ≤ u < 70 | 0 | 0 | 0 | 0 | 0 | 0
5 ≤ u < 40 | 0 | 0 | 0 | 0 | 0 | 0
u < 5 | 0 | 0 | 0 | 0 | 0 | 0
Total | 0 | 0 | 0 | 0 | 0 | 0
ONE068(PT 68 ONESTI)¦ meter SN:1009141000000192
Tensiune reziduală u% | Durata t ms |  |  |  |  | Total
| 10 < t ≤ 200 | 200 < t ≤ 500 | 500 < t ≤ 1000 | 1000 < t ≤ 5000 | 5000 < t ≤ 60000
80 ≤ u < 90 | 0 | 0 | 0 | 0 | 0 | 0
70 ≤ u < 80 | 0 | 0 | 0 | 0 | 0 | 0
40 ≤ u < 70 | 0 | 0 | 0 | 0 | 0 | 0
5 ≤ u < 40 | 0 | 0 | 0 | 0 | 0 | 0
u < 5 | 0 | 0 | 0 | 0 | 0 | 0
Total | 0 | 0 | 0 | 0 | 0 | 0
ONE069(PT 69 ONESTI)¦ meter SN:1009141000000102
Tensiune reziduală u% | Durata t ms |  |  |  |  | Total
| 10 < t ≤ 200 | 200 < t ≤ 500 | 500 < t ≤ 1000 | 1000 < t ≤ 5000 | 5000 < t ≤ 60000
80 ≤ u < 90 | 0 | 0 | 0 | 0 | 0 | 0
70 ≤ u < 80 | 0 | 0 | 0 | 0 | 0 | 0
40 ≤ u < 70 | 0 | 0 | 0 | 0 | 0 | 0
5 ≤ u < 40 | 0 | 0 | 0 | 0 | 0 | 0
u < 5 | 0 | 0 | 0 | 0 | 0 | 0
Total | 0 | 0 | 0 | 0 | 0 | 0
ONE070(PT 70 ONESTI)¦ meter SN:1009141000000107
Tensiune reziduală u% | Durata t ms |  |  |  |  | Total
| 10 < t ≤ 200 | 200 < t ≤ 500 | 500 < t ≤ 1000 | 1000 < t ≤ 5000 | 5000 < t ≤ 60000
80 ≤ u < 90 | 0 | 0 | 0 | 0 | 0 | 0
70 ≤ u < 80 | 0 | 0 | 0 | 0 | 0 | 0
40 ≤ u < 70 | 0 | 0 | 0 | 0 | 0 | 0
5 ≤ u < 40 | 0 | 0 | 0 | 0 | 0 | 0
u < 5 | 0 | 0 | 0 | 0 | 0 | 0
Total | 0 | 0 | 0 | 0 | 0 | 0
ONE071(PT 71 ONESTI)¦ meter SN:1009141000001143
Tensiune reziduală u% | Durata t ms |  |  |  |  | Total
| 10 < t ≤ 200 | 200 < t ≤ 500 | 500 < t ≤ 1000 | 1000 < t ≤ 5000 | 5000 < t ≤ 60000
80 ≤ u < 90 | 0 | 0 | 0 | 0 | 0 | 0
70 ≤ u < 80 | 0 | 0 | 0 | 0 | 0 | 0
40 ≤ u < 70 | 0 | 0 | 0 | 0 | 0 | 0
5 ≤ u < 40 | 0 | 0 | 0 | 0 | 0 | 0
u < 5 | 0 | 0 | 0 | 0 | 0 | 0
Total | 0 | 0 | 0 | 0 | 0 | 0
ONE072(PT 72 ONESTI)¦ meter SN:1009141000000159
Tensiune reziduală u% | Durata t ms |  |  |  |  | Total
| 10 < t ≤ 200 | 200 < t ≤ 500 | 500 < t ≤ 1000 | 1000 < t ≤ 5000 | 5000 < t ≤ 60000
80 ≤ u < 90 | 0 | 0 | 0 | 0 | 0 | 0
70 ≤ u < 80 | 0 | 0 | 0 | 0 | 0 | 0
40 ≤ u < 70 | 0 | 0 | 0 | 0 | 0 | 0
5 ≤ u < 40 | 0 | 0 | 0 | 0 | 0 | 0
u < 5 | 0 | 0 | 0 | 0 | 0 | 0
Total | 0 | 0 | 0 | 0 | 0 | 0
ONE073(PT 73 ONESTI)¦ meter SN:1009141000000223
Tensiune reziduală u% | Durata t ms |  |  |  |  | Total
| 10 < t ≤ 200 | 200 < t ≤ 500 | 500 < t ≤ 1000 | 1000 < t ≤ 5000 | 5000 < t ≤ 60000
80 ≤ u < 90 | 0 | 0 | 0 | 0 | 0 | 0
70 ≤ u < 80 | 0 | 0 | 0 | 0 | 0 | 0
40 ≤ u < 70 | 0 | 0 | 0 | 0 | 0 | 0
5 ≤ u < 40 | 0 | 0 | 0 | 0 | 0 | 0
u < 5 | 0 | 0 | 0 | 0 | 0 | 0
Total | 0 | 0 | 0 | 0 | 0 | 0
ONE074(PT 74 ONESTI)¦ meter SN:1009141000000244
Tensiune reziduală u% | Durata t ms |  |  |  |  | Total
| 10 < t ≤ 200 | 200 < t ≤ 500 | 500 < t ≤ 1000 | 1000 < t ≤ 5000 | 5000 < t ≤ 60000
80 ≤ u < 90 | 0 | 0 | 0 | 0 | 0 | 0
70 ≤ u < 80 | 0 | 0 | 0 | 0 | 0 | 0
40 ≤ u < 70 | 0 | 0 | 0 | 0 | 0 | 0
5 ≤ u < 40 | 0 | 0 | 0 | 0 | 0 | 0
u < 5 | 0 | 0 | 0 | 0 | 0 | 0
Total | 0 | 0 | 0 | 0 | 0 | 0
ONE075(PT 75 ONESTI)¦ meter SN:1009141000000276
Tensiune reziduală u% | Durata t ms |  |  |  |  | Total
| 10 < t ≤ 200 | 200 < t ≤ 500 | 500 < t ≤ 1000 | 1000 < t ≤ 5000 | 5000 < t ≤ 60000
80 ≤ u < 90 | 0 | 0 | 0 | 0 | 0 | 0
70 ≤ u < 80 | 0 | 0 | 0 | 0 | 0 | 0
40 ≤ u < 70 | 0 | 0 | 0 | 0 | 0 | 0
5 ≤ u < 40 | 0 | 0 | 0 | 0 | 0 | 0
u < 5 | 0 | 0 | 0 | 0 | 0 | 0
Total | 0 | 0 | 0 | 0 | 0 | 0
ONE077(PTA 77 ONESTI)¦ meter SN:1009141000000197
Tensiune reziduală u% | Durata t ms |  |  |  |  | Total
| 10 < t ≤ 200 | 200 < t ≤ 500 | 500 < t ≤ 1000 | 1000 < t ≤ 5000 | 5000 < t ≤ 60000
80 ≤ u < 90 | 0 | 0 | 0 | 0 | 0 | 0
70 ≤ u < 80 | 0 | 0 | 0 | 0 | 0 | 0
40 ≤ u < 70 | 0 | 0 | 0 | 0 | 0 | 0
5 ≤ u < 40 | 0 | 0 | 0 | 0 | 0 | 0
u < 5 | 0 | 0 | 0 | 0 | 0 | 0
Total | 0 | 0 | 0 | 0 | 0 | 0
ONE078(PTA 78 ONESTI)¦ meter SN:1009141000000229
Tensiune reziduală u% | Durata t ms |  |  |  |  | Total
| 10 < t ≤ 200 | 200 < t ≤ 500 | 500 < t ≤ 1000 | 1000 < t ≤ 5000 | 5000 < t ≤ 60000
80 ≤ u < 90 | 0 | 0 | 0 | 0 | 0 | 0
70 ≤ u < 80 | 0 | 0 | 0 | 0 | 0 | 0
40 ≤ u < 70 | 0 | 0 | 0 | 0 | 0 | 0
5 ≤ u < 40 | 0 | 0 | 0 | 0 | 0 | 0
u < 5 | 0 | 0 | 0 | 0 | 0 | 0
Total | 0 | 0 | 0 | 0 | 0 | 0
ONE079(PT 79 ONESTI)¦ meter SN:1009141000000222
Tensiune reziduală u% | Durata t ms |  |  |  |  | Total
| 10 < t ≤ 200 | 200 < t ≤ 500 | 500 < t ≤ 1000 | 1000 < t ≤ 5000 | 5000 < t ≤ 60000
80 ≤ u < 90 | 0 | 0 | 0 | 0 | 0 | 0
70 ≤ u < 80 | 0 | 0 | 0 | 0 | 0 | 0
40 ≤ u < 70 | 0 | 0 | 0 | 0 | 0 | 0
5 ≤ u < 40 | 0 | 0 | 0 | 0 | 0 | 0
u < 5 | 0 | 0 | 0 | 0 | 0 | 0
Total | 0 | 0 | 0 | 0 | 0 | 0
ONE081(PTAB PECO 81)¦ meter SN:1702234122645988
Tensiune reziduală u% | Durata t ms |  |  |  |  | Total
| 10 < t ≤ 200 | 200 < t ≤ 500 | 500 < t ≤ 1000 | 1000 < t ≤ 5000 | 5000 < t ≤ 60000
80 ≤ u < 90 | 0 | 0 | 0 | 0 | 0 | 0
70 ≤ u < 80 | 0 | 0 | 0 | 0 | 0 | 0
40 ≤ u < 70 | 0 | 0 | 0 | 0 | 0 | 0
5 ≤ u < 40 | 0 | 0 | 0 | 0 | 0 | 0
u < 5 | 0 | 0 | 0 | 0 | 0 | 0
Total | 0 | 0 | 0 | 0 | 0 | 0
ONE082(PTAB 82 ANL)¦ meter SN:1009151000001328
Tensiune reziduală u% | Durata t ms |  |  |  |  | Total
| 10 < t ≤ 200 | 200 < t ≤ 500 | 500 < t ≤ 1000 | 1000 < t ≤ 5000 | 5000 < t ≤ 60000
80 ≤ u < 90 | 0 | 0 | 0 | 0 | 0 | 0
70 ≤ u < 80 | 0 | 0 | 0 | 0 | 0 | 0
40 ≤ u < 70 | 0 | 0 | 0 | 0 | 0 | 0
5 ≤ u < 40 | 0 | 0 | 0 | 0 | 0 | 0
u < 5 | 0 | 0 | 0 | 0 | 0 | 0
Total | 0 | 0 | 0 | 0 | 0 | 0
ONE089(PTAB 89 ONESTI)¦ meter SN:1702234122645992
Tensiune reziduală u% | Durata t ms |  |  |  |  | Total
| 10 < t ≤ 200 | 200 < t ≤ 500 | 500 < t ≤ 1000 | 1000 < t ≤ 5000 | 5000 < t ≤ 60000
80 ≤ u < 90 | 0 | 0 | 0 | 0 | 0 | 0
70 ≤ u < 80 | 0 | 0 | 0 | 0 | 0 | 0
40 ≤ u < 70 | 0 | 0 | 0 | 0 | 0 | 0
5 ≤ u < 40 | 0 | 0 | 0 | 0 | 0 | 0
u < 5 | 0 | 0 | 0 | 0 | 0 | 0
Total | 0 | 0 | 0 | 0 | 0 | 0
ONE090(PTAB 90 ONESTI)¦ meter SN:1702434126595908
Tensiune reziduală u% | Durata t ms |  |  |  |  | Total
| 10 < t ≤ 200 | 200 < t ≤ 500 | 500 < t ≤ 1000 | 1000 < t ≤ 5000 | 5000 < t ≤ 60000
80 ≤ u < 90 | 0 | 0 | 0 | 0 | 0 | 0
70 ≤ u < 80 | 0 | 0 | 0 | 0 | 0 | 0
40 ≤ u < 70 | 0 | 0 | 0 | 0 | 0 | 0
5 ≤ u < 40 | 0 | 0 | 0 | 0 | 0 | 0
u < 5 | 0 | 0 | 0 | 0 | 0 | 0
Total | 0 | 0 | 0 | 0 | 0 | 0
ONE100(PTA ELECTROMONTAJ)¦ meter SN:1009141000000303
Tensiune reziduală u% | Durata t ms |  |  |  |  | Total
| 10 < t ≤ 200 | 200 < t ≤ 500 | 500 < t ≤ 1000 | 1000 < t ≤ 5000 | 5000 < t ≤ 60000
80 ≤ u < 90 | 0 | 0 | 0 | 0 | 0 | 0
70 ≤ u < 80 | 0 | 0 | 0 | 0 | 0 | 0
40 ≤ u < 70 | 0 | 0 | 0 | 0 | 0 | 0
5 ≤ u < 40 | 0 | 0 | 0 | 0 | 0 | 0
u < 5 | 0 | 0 | 0 | 0 | 0 | 0
Total | 0 | 0 | 0 | 0 | 0 | 0
ONE115(PT 115 TERMOFICARE ONESTI)¦ meter SN:1009151000001336
Tensiune reziduală u% | Durata t ms |  |  |  |  | Total
| 10 < t ≤ 200 | 200 < t ≤ 500 | 500 < t ≤ 1000 | 1000 < t ≤ 5000 | 5000 < t ≤ 60000
80 ≤ u < 90 | 0 | 0 | 0 | 0 | 0 | 0
70 ≤ u < 80 | 0 | 0 | 0 | 0 | 0 | 0
40 ≤ u < 70 | 0 | 0 | 0 | 0 | 0 | 0
5 ≤ u < 40 | 0 | 0 | 0 | 0 | 0 | 0
u < 5 | 0 | 0 | 0 | 0 | 0 | 0
Total | 0 | 0 | 0 | 0 | 0 | 0
PALG01(PTA PALTINATA)¦ meter SN:1009141000000966
Tensiune reziduală u% | Durata t ms |  |  |  |  | Total
| 10 < t ≤ 200 | 200 < t ≤ 500 | 500 < t ≤ 1000 | 1000 < t ≤ 5000 | 5000 < t ≤ 60000
80 ≤ u < 90 | 0 | 0 | 0 | 0 | 0 | 0
70 ≤ u < 80 | 0 | 0 | 0 | 0 | 0 | 0
40 ≤ u < 70 | 0 | 0 | 0 | 0 | 0 | 0
5 ≤ u < 40 | 0 | 0 | 0 | 0 | 0 | 0
u < 5 | 0 | 0 | 0 | 0 | 0 | 0
Total | 0 | 0 | 0 | 0 | 0 | 0
RACT01(PTA RACAUTI)¦ meter SN:1009151000001606
Tensiune reziduală u% | Durata t ms |  |  |  |  | Total
| 10 < t ≤ 200 | 200 < t ≤ 500 | 500 < t ≤ 1000 | 1000 < t ≤ 5000 | 5000 < t ≤ 60000
80 ≤ u < 90 | 0 | 0 | 0 | 0 | 0 | 0
70 ≤ u < 80 | 0 | 0 | 0 | 0 | 0 | 0
40 ≤ u < 70 | 0 | 0 | 0 | 0 | 0 | 0
5 ≤ u < 40 | 0 | 0 | 0 | 0 | 0 | 0
u < 5 | 0 | 0 | 0 | 0 | 0 | 0
Total | 0 | 0 | 0 | 0 | 0 | 0
RACT02(PTA 2 RACAUTI)¦ meter SN:1009141000000385
Tensiune reziduală u% | Durata t ms |  |  |  |  | Total
| 10 < t ≤ 200 | 200 < t ≤ 500 | 500 < t ≤ 1000 | 1000 < t ≤ 5000 | 5000 < t ≤ 60000
80 ≤ u < 90 | 0 | 0 | 0 | 0 | 0 | 0
70 ≤ u < 80 | 0 | 0 | 0 | 0 | 0 | 0
40 ≤ u < 70 | 0 | 0 | 0 | 0 | 0 | 0
5 ≤ u < 40 | 0 | 0 | 0 | 0 | 0 | 0
u < 5 | 0 | 0 | 0 | 0 | 0 | 0
Total | 0 | 0 | 0 | 0 | 0 | 0
RADE04(PTA 4 CRR RADEANA)¦ meter SN:1009141000000865
Tensiune reziduală u% | Durata t ms |  |  |  |  | Total
| 10 < t ≤ 200 | 200 < t ≤ 500 | 500 < t ≤ 1000 | 1000 < t ≤ 5000 | 5000 < t ≤ 60000
80 ≤ u < 90 | 0 | 0 | 0 | 0 | 0 | 0
70 ≤ u < 80 | 0 | 0 | 0 | 0 | 0 | 0
40 ≤ u < 70 | 0 | 0 | 0 | 0 | 0 | 0
5 ≤ u < 40 | 0 | 0 | 0 | 0 | 0 | 0
u < 5 | 0 | 0 | 0 | 0 | 0 | 0
Total | 0 | 0 | 0 | 0 | 0 | 0
ROTD01(PTA ROTUNDA)¦ meter SN:1009151000002061
Tensiune reziduală u% | Durata t ms |  |  |  |  | Total
| 10 < t ≤ 200 | 200 < t ≤ 500 | 500 < t ≤ 1000 | 1000 < t ≤ 5000 | 5000 < t ≤ 60000
80 ≤ u < 90 | 0 | 0 | 0 | 0 | 0 | 0
70 ≤ u < 80 | 0 | 0 | 0 | 0 | 0 | 0
40 ≤ u < 70 | 0 | 0 | 0 | 0 | 0 | 0
5 ≤ u < 40 | 0 | 0 | 0 | 0 | 0 | 0
u < 5 | 0 | 0 | 0 | 0 | 0 | 0
Total | 0 | 0 | 0 | 0 | 0 | 0
SLOO01(PTA 1 SLOBOZIA)¦ meter SN:1009141000000198
Tensiune reziduală u% | Durata t ms |  |  |  |  | Total
| 10 < t ≤ 200 | 200 < t ≤ 500 | 500 < t ≤ 1000 | 1000 < t ≤ 5000 | 5000 < t ≤ 60000
80 ≤ u < 90 | 0 | 0 | 0 | 0 | 0 | 0
70 ≤ u < 80 | 0 | 0 | 0 | 0 | 0 | 0
40 ≤ u < 70 | 0 | 0 | 0 | 0 | 0 | 0
5 ≤ u < 40 | 0 | 0 | 0 | 0 | 0 | 0
u < 5 | 0 | 0 | 0 | 0 | 0 | 0
Total | 0 | 0 | 0 | 0 | 0 | 0
SLOO02(PTA 2 SLOBOZIA)¦ meter SN:1009141000001246
Tensiune reziduală u% | Durata t ms |  |  |  |  | Total
| 10 < t ≤ 200 | 200 < t ≤ 500 | 500 < t ≤ 1000 | 1000 < t ≤ 5000 | 5000 < t ≤ 60000
80 ≤ u < 90 | 0 | 0 | 0 | 0 | 0 | 0
70 ≤ u < 80 | 0 | 0 | 0 | 0 | 0 | 0
40 ≤ u < 70 | 0 | 0 | 0 | 0 | 0 | 0
5 ≤ u < 40 | 0 | 0 | 0 | 0 | 0 | 0
u < 5 | 0 | 0 | 0 | 0 | 0 | 0
Total | 0 | 0 | 0 | 0 | 0 | 0
SLOO03(PTA 3 SLOBOZIA)¦ meter SN:1009141000001258
Tensiune reziduală u% | Durata t ms |  |  |  |  | Total
| 10 < t ≤ 200 | 200 < t ≤ 500 | 500 < t ≤ 1000 | 1000 < t ≤ 5000 | 5000 < t ≤ 60000
80 ≤ u < 90 | 0 | 0 | 0 | 0 | 0 | 0
70 ≤ u < 80 | 0 | 0 | 0 | 0 | 0 | 0
40 ≤ u < 70 | 0 | 0 | 0 | 0 | 0 | 0
5 ≤ u < 40 | 0 | 0 | 0 | 0 | 0 | 0
u < 5 | 0 | 0 | 0 | 0 | 0 | 0
Total | 0 | 0 | 0 | 0 | 0 | 0
VISR01(PTA 1 VIISOARA CORBU)¦ meter SN:1009141000000454
Tensiune reziduală u% | Durata t ms |  |  |  |  | Total
| 10 < t ≤ 200 | 200 < t ≤ 500 | 500 < t ≤ 1000 | 1000 < t ≤ 5000 | 5000 < t ≤ 60000
80 ≤ u < 90 | 0 | 0 | 0 | 0 | 0 | 0
70 ≤ u < 80 | 0 | 0 | 0 | 0 | 0 | 0
40 ≤ u < 70 | 0 | 0 | 0 | 0 | 0 | 0
5 ≤ u < 40 | 0 | 0 | 0 | 0 | 0 | 0
u < 5 | 0 | 0 | 0 | 0 | 0 | 0
Total | 0 | 0 | 0 | 0 | 0 | 0
VISR02(PTA 2 VIISOARA)¦ meter SN:1009141000001201
Tensiune reziduală u% | Durata t ms |  |  |  |  | Total
| 10 < t ≤ 200 | 200 < t ≤ 500 | 500 < t ≤ 1000 | 1000 < t ≤ 5000 | 5000 < t ≤ 60000
80 ≤ u < 90 | 0 | 0 | 0 | 0 | 0 | 0
70 ≤ u < 80 | 0 | 0 | 0 | 0 | 0 | 0
40 ≤ u < 70 | 0 | 0 | 0 | 0 | 0 | 0
5 ≤ u < 40 | 0 | 0 | 0 | 0 | 0 | 0
u < 5 | 0 | 0 | 0 | 0 | 0 | 0
Total | 0 | 0 | 0 | 0 | 0 | 0
VISR03(PTA 3 VIISOARA ST EPURARE)¦ meter SN:1009151000002473
Tensiune reziduală u% | Durata t ms |  |  |  |  | Total
| 10 < t ≤ 200 | 200 < t ≤ 500 | 500 < t ≤ 1000 | 1000 < t ≤ 5000 | 5000 < t ≤ 60000
80 ≤ u < 90 | 0 | 0 | 0 | 0 | 0 | 0
70 ≤ u < 80 | 0 | 0 | 0 | 0 | 0 | 0
40 ≤ u < 70 | 0 | 0 | 0 | 0 | 0 | 0
5 ≤ u < 40 | 0 | 0 | 0 | 0 | 0 | 0
u < 5 | 0 | 0 | 0 | 0 | 0 | 0
Total | 0 | 0 | 0 | 0 | 0 | 0
VRAN01(PTA VRINCENI)¦ meter SN:1009151000002469
Tensiune reziduală u% | Durata t ms |  |  |  |  | Total
| 10 < t ≤ 200 | 200 < t ≤ 500 | 500 < t ≤ 1000 | 1000 < t ≤ 5000 | 5000 < t ≤ 60000
80 ≤ u < 90 | 0 | 0 | 0 | 0 | 0 | 0
70 ≤ u < 80 | 0 | 0 | 0 | 0 | 0 | 0
40 ≤ u < 70 | 0 | 0 | 0 | 0 | 0 | 0
5 ≤ u < 40 | 0 | 0 | 0 | 0 | 0 | 0
u < 5 | 0 | 0 | 0 | 0 | 0 | 0
Total | 0 | 0 | 0 | 0 | 0 | 0
ALBL01(PTA ALBELE)¦ meter SN:1009141000000517
Tensiune reziduală u% | Durata t ms |  |  |  |  | Total
| 10 < t ≤ 200 | 200 < t ≤ 500 | 500 < t ≤ 1000 | 1000 < t ≤ 5000 | 5000 < t ≤ 60000
80 ≤ u < 90 | 0 | 0 | 0 | 0 | 0 | 0
70 ≤ u < 80 | 0 | 0 | 0 | 0 | 0 | 0
40 ≤ u < 70 | 0 | 0 | 0 | 0 | 0 | 0
5 ≤ u < 40 | 0 | 0 | 0 | 0 | 0 | 0
u < 5 | 0 | 0 | 0 | 0 | 0 | 0
Total | 0 | 0 | 0 | 0 | 0 | 0
BARZ01(PTA 1 BARZULESTI)¦ meter SN:1009151000001482
Tensiune reziduală u% | Durata t ms |  |  |  |  | Total
| 10 < t ≤ 200 | 200 < t ≤ 500 | 500 < t ≤ 1000 | 1000 < t ≤ 5000 | 5000 < t ≤ 60000
80 ≤ u < 90 | 0 | 0 | 0 | 0 | 0 | 0
70 ≤ u < 80 | 0 | 0 | 0 | 0 | 0 | 0
40 ≤ u < 70 | 0 | 0 | 0 | 0 | 0 | 0
5 ≤ u < 40 | 0 | 0 | 0 | 0 | 0 | 0
u < 5 | 0 | 0 | 0 | 0 | 0 | 0
Total | 0 | 0 | 0 | 0 | 0 | 0
BARZ02(PTA 2 BARZULESTI)¦ meter SN:1009141000000643
Tensiune reziduală u% | Durata t ms |  |  |  |  | Total
| 10 < t ≤ 200 | 200 < t ≤ 500 | 500 < t ≤ 1000 | 1000 < t ≤ 5000 | 5000 < t ≤ 60000
80 ≤ u < 90 | 0 | 0 | 0 | 0 | 0 | 0
70 ≤ u < 80 | 0 | 0 | 0 | 0 | 0 | 0
40 ≤ u < 70 | 0 | 0 | 0 | 0 | 0 | 0
5 ≤ u < 40 | 0 | 0 | 0 | 0 | 0 | 0
u < 5 | 0 | 0 | 0 | 0 | 0 | 0
Total | 0 | 0 | 0 | 0 | 0 | 0
BERZ02(PTA 2 BERZUNTI(CENTRU))¦ meter SN:1702434127045289
Tensiune reziduală u% | Durata t ms |  |  |  |  | Total
| 10 < t ≤ 200 | 200 < t ≤ 500 | 500 < t ≤ 1000 | 1000 < t ≤ 5000 | 5000 < t ≤ 60000
80 ≤ u < 90 | 0 | 0 | 0 | 0 | 0 | 0
70 ≤ u < 80 | 0 | 0 | 0 | 0 | 0 | 0
40 ≤ u < 70 | 0 | 0 | 0 | 0 | 0 | 0
5 ≤ u < 40 | 0 | 0 | 0 | 0 | 0 | 0
u < 5 | 0 | 0 | 0 | 0 | 0 | 0
Total | 0 | 0 | 0 | 0 | 0 | 0
BERZ03(PTA 3 BERZUNTI(BUTUCARU))¦ meter SN:1702434127045285
Tensiune reziduală u% | Durata t ms |  |  |  |  | Total
| 10 < t ≤ 200 | 200 < t ≤ 500 | 500 < t ≤ 1000 | 1000 < t ≤ 5000 | 5000 < t ≤ 60000
80 ≤ u < 90 | 0 | 0 | 0 | 0 | 0 | 0
70 ≤ u < 80 | 0 | 0 | 0 | 0 | 0 | 0
40 ≤ u < 70 | 0 | 0 | 0 | 0 | 0 | 0
5 ≤ u < 40 | 0 | 0 | 0 | 0 | 0 | 0
u < 5 | 0 | 0 | 0 | 0 | 0 | 0
Total | 0 | 0 | 0 | 0 | 0 | 0
BGDO01(PTA 1 BOGDANESTI)¦ meter SN:1009141000000169
Tensiune reziduală u% | Durata t ms |  |  |  |  | Total
| 10 < t ≤ 200 | 200 < t ≤ 500 | 500 < t ≤ 1000 | 1000 < t ≤ 5000 | 5000 < t ≤ 60000
80 ≤ u < 90 | 0 | 0 | 0 | 0 | 0 | 0
70 ≤ u < 80 | 0 | 0 | 0 | 0 | 0 | 0
40 ≤ u < 70 | 0 | 0 | 0 | 0 | 0 | 0
5 ≤ u < 40 | 0 | 0 | 0 | 0 | 0 | 0
u < 5 | 0 | 0 | 0 | 0 | 0 | 0
Total | 0 | 0 | 0 | 0 | 0 | 0
BGDO02(PTA 2 BOGDANESTI)¦ meter SN:1009141000000182
Tensiune reziduală u% | Durata t ms |  |  |  |  | Total
| 10 < t ≤ 200 | 200 < t ≤ 500 | 500 < t ≤ 1000 | 1000 < t ≤ 5000 | 5000 < t ≤ 60000
80 ≤ u < 90 | 0 | 0 | 0 | 0 | 0 | 0
70 ≤ u < 80 | 0 | 0 | 0 | 0 | 0 | 0
40 ≤ u < 70 | 0 | 0 | 0 | 0 | 0 | 0
5 ≤ u < 40 | 0 | 0 | 0 | 0 | 0 | 0
u < 5 | 0 | 0 | 0 | 0 | 0 | 0
Total | 0 | 0 | 0 | 0 | 0 | 0
BGDO03(PTA 3 BOGDANESTI)¦ meter SN:1009151000001508
Tensiune reziduală u% | Durata t ms |  |  |  |  | Total
| 10 < t ≤ 200 | 200 < t ≤ 500 | 500 < t ≤ 1000 | 1000 < t ≤ 5000 | 5000 < t ≤ 60000
80 ≤ u < 90 | 0 | 0 | 0 | 0 | 0 | 0
70 ≤ u < 80 | 0 | 0 | 0 | 0 | 0 | 0
40 ≤ u < 70 | 0 | 0 | 0 | 0 | 0 | 0
5 ≤ u < 40 | 0 | 0 | 0 | 0 | 0 | 0
u < 5 | 0 | 0 | 0 | 0 | 0 | 0
Total | 0 | 0 | 0 | 0 | 0 | 0
BGDO04(PTA 4 BOGDANESTI)¦ meter SN:1009151000001582
Tensiune reziduală u% | Durata t ms |  |  |  |  | Total
| 10 < t ≤ 200 | 200 < t ≤ 500 | 500 < t ≤ 1000 | 1000 < t ≤ 5000 | 5000 < t ≤ 60000
80 ≤ u < 90 | 0 | 0 | 0 | 0 | 0 | 0
70 ≤ u < 80 | 0 | 0 | 0 | 0 | 0 | 0
40 ≤ u < 70 | 0 | 0 | 0 | 0 | 0 | 0
5 ≤ u < 40 | 0 | 0 | 0 | 0 | 0 | 0
u < 5 | 0 | 0 | 0 | 0 | 0 | 0
Total | 0 | 0 | 0 | 0 | 0 | 0
BGDO06(PTA BOGDANESTI MHC)¦ meter SN:1009151000001586
Tensiune reziduală u% | Durata t ms |  |  |  |  | Total
| 10 < t ≤ 200 | 200 < t ≤ 500 | 500 < t ≤ 1000 | 1000 < t ≤ 5000 | 5000 < t ≤ 60000
80 ≤ u < 90 | 0 | 0 | 0 | 0 | 0 | 0
70 ≤ u < 80 | 0 | 0 | 0 | 0 | 0 | 0
40 ≤ u < 70 | 0 | 0 | 0 | 0 | 0 | 0
5 ≤ u < 40 | 0 | 0 | 0 | 0 | 0 | 0
u < 5 | 0 | 0 | 0 | 0 | 0 | 0
Total | 0 | 0 | 0 | 0 | 0 | 0
BHCI01(PT 1 BUHOCI 0NESTI)¦ meter SN:1009141000000349
Tensiune reziduală u% | Durata t ms |  |  |  |  | Total
| 10 < t ≤ 200 | 200 < t ≤ 500 | 500 < t ≤ 1000 | 1000 < t ≤ 5000 | 5000 < t ≤ 60000
80 ≤ u < 90 | 0 | 0 | 0 | 0 | 0 | 0
70 ≤ u < 80 | 0 | 0 | 0 | 0 | 0 | 0
40 ≤ u < 70 | 0 | 0 | 0 | 0 | 0 | 0
5 ≤ u < 40 | 0 | 0 | 0 | 0 | 0 | 0
u < 5 | 0 | 0 | 0 | 0 | 0 | 0
Total | 0 | 0 | 0 | 0 | 0 | 0
BHCI02(PT 2 BUHOCI ONESTI)¦ meter SN:1009141000000926
Tensiune reziduală u% | Durata t ms |  |  |  |  | Total
| 10 < t ≤ 200 | 200 < t ≤ 500 | 500 < t ≤ 1000 | 1000 < t ≤ 5000 | 5000 < t ≤ 60000
80 ≤ u < 90 | 0 | 0 | 0 | 0 | 0 | 0
70 ≤ u < 80 | 0 | 0 | 0 | 0 | 0 | 0
40 ≤ u < 70 | 0 | 0 | 0 | 0 | 0 | 0
5 ≤ u < 40 | 0 | 0 | 0 | 0 | 0 | 0
u < 5 | 0 | 0 | 0 | 0 | 0 | 0
Total | 0 | 0 | 0 | 0 | 0 | 0
BHNA01(PTA BAHNA)¦ meter SN:1009141000000957
Tensiune reziduală u% | Durata t ms |  |  |  |  | Total
| 10 < t ≤ 200 | 200 < t ≤ 500 | 500 < t ≤ 1000 | 1000 < t ≤ 5000 | 5000 < t ≤ 60000
80 ≤ u < 90 | 0 | 0 | 0 | 0 | 0 | 0
70 ≤ u < 80 | 0 | 0 | 0 | 0 | 0 | 0
40 ≤ u < 70 | 0 | 0 | 0 | 0 | 0 | 0
5 ≤ u < 40 | 0 | 0 | 0 | 0 | 0 | 0
u < 5 | 0 | 0 | 0 | 0 | 0 | 0
Total | 0 | 0 | 0 | 0 | 0 | 0
BIRS01(PTA 1 BIRSANESTI)¦ meter SN:1009151000001493
Tensiune reziduală u% | Durata t ms |  |  |  |  | Total
| 10 < t ≤ 200 | 200 < t ≤ 500 | 500 < t ≤ 1000 | 1000 < t ≤ 5000 | 5000 < t ≤ 60000
80 ≤ u < 90 | 0 | 0 | 0 | 0 | 0 | 0
70 ≤ u < 80 | 0 | 0 | 0 | 0 | 0 | 0
40 ≤ u < 70 | 0 | 0 | 0 | 0 | 0 | 0
5 ≤ u < 40 | 0 | 0 | 0 | 0 | 0 | 0
u < 5 | 0 | 0 | 0 | 0 | 0 | 0
Total | 0 | 0 | 0 | 0 | 0 | 0
BIRS02(PTA 2 BIRSANESTI)¦ meter SN:1009141000000489
Tensiune reziduală u% | Durata t ms |  |  |  |  | Total
| 10 < t ≤ 200 | 200 < t ≤ 500 | 500 < t ≤ 1000 | 1000 < t ≤ 5000 | 5000 < t ≤ 60000
80 ≤ u < 90 | 0 | 0 | 0 | 0 | 0 | 0
70 ≤ u < 80 | 0 | 0 | 0 | 0 | 0 | 0
40 ≤ u < 70 | 0 | 0 | 0 | 0 | 0 | 0
5 ≤ u < 40 | 0 | 0 | 0 | 0 | 0 | 0
u < 5 | 0 | 0 | 0 | 0 | 0 | 0
Total | 0 | 0 | 0 | 0 | 0 | 0
BIRS03(PTA 3 BIRSANESTI GLODOSU)¦ meter SN:1009141000000398
Tensiune reziduală u% | Durata t ms |  |  |  |  | Total
| 10 < t ≤ 200 | 200 < t ≤ 500 | 500 < t ≤ 1000 | 1000 < t ≤ 5000 | 5000 < t ≤ 60000
80 ≤ u < 90 | 0 | 0 | 0 | 0 | 0 | 0
70 ≤ u < 80 | 0 | 0 | 0 | 0 | 0 | 0
40 ≤ u < 70 | 0 | 0 | 0 | 0 | 0 | 0
5 ≤ u < 40 | 0 | 0 | 0 | 0 | 0 | 0
u < 5 | 0 | 0 | 0 | 0 | 0 | 0
Total | 0 | 0 | 0 | 0 | 0 | 0
BIRS04(PTA 4 BIRSANESTI)¦ meter SN:1009151000001610
Tensiune reziduală u% | Durata t ms |  |  |  |  | Total
| 10 < t ≤ 200 | 200 < t ≤ 500 | 500 < t ≤ 1000 | 1000 < t ≤ 5000 | 5000 < t ≤ 60000
80 ≤ u < 90 | 0 | 0 | 0 | 0 | 0 | 0
70 ≤ u < 80 | 0 | 0 | 0 | 0 | 0 | 0
40 ≤ u < 70 | 0 | 0 | 0 | 0 | 0 | 0
5 ≤ u < 40 | 0 | 0 | 0 | 0 | 0 | 0
u < 5 | 0 | 0 | 0 | 0 | 0 | 0
Total | 0 | 0 | 0 | 0 | 0 | 0
BIRS05(PTA CAP BIRSANESTI)¦ meter SN:1009141000001158
Tensiune reziduală u% | Durata t ms |  |  |  |  | Total
| 10 < t ≤ 200 | 200 < t ≤ 500 | 500 < t ≤ 1000 | 1000 < t ≤ 5000 | 5000 < t ≤ 60000
80 ≤ u < 90 | 0 | 0 | 0 | 0 | 0 | 0
70 ≤ u < 80 | 0 | 0 | 0 | 0 | 0 | 0
40 ≤ u < 70 | 0 | 0 | 0 | 0 | 0 | 0
5 ≤ u < 40 | 0 | 0 | 0 | 0 | 0 | 0
u < 5 | 0 | 0 | 0 | 0 | 0 | 0
Total | 0 | 0 | 0 | 0 | 0 | 0
BIRS06(PTA 6 BIRSANESTI)¦ meter SN:1009141000000934
Tensiune reziduală u% | Durata t ms |  |  |  |  | Total
| 10 < t ≤ 200 | 200 < t ≤ 500 | 500 < t ≤ 1000 | 1000 < t ≤ 5000 | 5000 < t ≤ 60000
80 ≤ u < 90 | 0 | 0 | 0 | 0 | 0 | 0
70 ≤ u < 80 | 0 | 0 | 0 | 0 | 0 | 0
40 ≤ u < 70 | 0 | 0 | 0 | 0 | 0 | 0
5 ≤ u < 40 | 0 | 0 | 0 | 0 | 0 | 0
u < 5 | 0 | 0 | 0 | 0 | 0 | 0
Total | 0 | 0 | 0 | 0 | 0 | 0
BLNS01(PTA 1 BALANEASA)¦ meter SN:1009141000000074
Tensiune reziduală u% | Durata t ms |  |  |  |  | Total
| 10 < t ≤ 200 | 200 < t ≤ 500 | 500 < t ≤ 1000 | 1000 < t ≤ 5000 | 5000 < t ≤ 60000
80 ≤ u < 90 | 0 | 0 | 0 | 0 | 0 | 0
70 ≤ u < 80 | 0 | 0 | 0 | 0 | 0 | 0
40 ≤ u < 70 | 0 | 0 | 0 | 0 | 0 | 0
5 ≤ u < 40 | 0 | 0 | 0 | 0 | 0 | 0
u < 5 | 0 | 0 | 0 | 0 | 0 | 0
Total | 0 | 0 | 0 | 0 | 0 | 0
BLNS02(PTA 2 BALANEASA)¦ meter SN:1009141000000111
Tensiune reziduală u% | Durata t ms |  |  |  |  | Total
| 10 < t ≤ 200 | 200 < t ≤ 500 | 500 < t ≤ 1000 | 1000 < t ≤ 5000 | 5000 < t ≤ 60000
80 ≤ u < 90 | 0 | 0 | 0 | 0 | 0 | 0
70 ≤ u < 80 | 0 | 0 | 0 | 0 | 0 | 0
40 ≤ u < 70 | 0 | 0 | 0 | 0 | 0 | 0
5 ≤ u < 40 | 0 | 0 | 0 | 0 | 0 | 0
u < 5 | 0 | 0 | 0 | 0 | 0 | 0
Total | 0 | 0 | 0 | 0 | 0 | 0
BLNS03(PTA 3 BALANEASA)¦ meter SN:1009141000000083
Tensiune reziduală u% | Durata t ms |  |  |  |  | Total
| 10 < t ≤ 200 | 200 < t ≤ 500 | 500 < t ≤ 1000 | 1000 < t ≤ 5000 | 5000 < t ≤ 60000
80 ≤ u < 90 | 0 | 0 | 0 | 0 | 0 | 0
70 ≤ u < 80 | 0 | 0 | 0 | 0 | 0 | 0
40 ≤ u < 70 | 0 | 0 | 0 | 0 | 0 | 0
5 ≤ u < 40 | 0 | 0 | 0 | 0 | 0 | 0
u < 5 | 0 | 0 | 0 | 0 | 0 | 0
Total | 0 | 0 | 0 | 0 | 0 | 0
BRTI01(PTA 1 BRATILA)¦ meter SN:1009151000001608
Tensiune reziduală u% | Durata t ms |  |  |  |  | Total
| 10 < t ≤ 200 | 200 < t ≤ 500 | 500 < t ≤ 1000 | 1000 < t ≤ 5000 | 5000 < t ≤ 60000
80 ≤ u < 90 | 0 | 0 | 0 | 0 | 0 | 0
70 ≤ u < 80 | 0 | 0 | 0 | 0 | 0 | 0
40 ≤ u < 70 | 0 | 0 | 0 | 0 | 0 | 0
5 ≤ u < 40 | 0 | 0 | 0 | 0 | 0 | 0
u < 5 | 0 | 0 | 0 | 0 | 0 | 0
Total | 0 | 0 | 0 | 0 | 0 | 0
BRTI02(PTA 2 BRATILA)¦ meter SN:1009141000000904
Tensiune reziduală u% | Durata t ms |  |  |  |  | Total
| 10 < t ≤ 200 | 200 < t ≤ 500 | 500 < t ≤ 1000 | 1000 < t ≤ 5000 | 5000 < t ≤ 60000
80 ≤ u < 90 | 0 | 0 | 0 | 0 | 0 | 0
70 ≤ u < 80 | 0 | 0 | 0 | 0 | 0 | 0
40 ≤ u < 70 | 0 | 0 | 0 | 0 | 0 | 0
5 ≤ u < 40 | 0 | 0 | 0 | 0 | 0 | 0
u < 5 | 0 | 0 | 0 | 0 | 0 | 0
Total | 0 | 0 | 0 | 0 | 0 | 0
BRTI03(PTA 3 BRATILA)¦ meter SN:1009141000001118
Tensiune reziduală u% | Durata t ms |  |  |  |  | Total
| 10 < t ≤ 200 | 200 < t ≤ 500 | 500 < t ≤ 1000 | 1000 < t ≤ 5000 | 5000 < t ≤ 60000
80 ≤ u < 90 | 0 | 0 | 0 | 0 | 0 | 0
70 ≤ u < 80 | 0 | 0 | 0 | 0 | 0 | 0
40 ≤ u < 70 | 0 | 0 | 0 | 0 | 0 | 0
5 ≤ u < 40 | 0 | 0 | 0 | 0 | 0 | 0
u < 5 | 0 | 0 | 0 | 0 | 0 | 0
Total | 0 | 0 | 0 | 0 | 0 | 0
BRTI04(PTA 4 BRATILA CIORTEA)¦ meter SN:1009141000000495
Tensiune reziduală u% | Durata t ms |  |  |  |  | Total
| 10 < t ≤ 200 | 200 < t ≤ 500 | 500 < t ≤ 1000 | 1000 < t ≤ 5000 | 5000 < t ≤ 60000
80 ≤ u < 90 | 0 | 0 | 0 | 0 | 0 | 0
70 ≤ u < 80 | 0 | 0 | 0 | 0 | 0 | 0
40 ≤ u < 70 | 0 | 0 | 0 | 0 | 0 | 0
5 ≤ u < 40 | 0 | 0 | 0 | 0 | 0 | 0
u < 5 | 0 | 0 | 0 | 0 | 0 | 0
Total | 0 | 0 | 0 | 0 | 0 | 0
BRTI05(PTA 5 BRATILA CAP)¦ meter SN:1009141000001257
Tensiune reziduală u% | Durata t ms |  |  |  |  | Total
| 10 < t ≤ 200 | 200 < t ≤ 500 | 500 < t ≤ 1000 | 1000 < t ≤ 5000 | 5000 < t ≤ 60000
80 ≤ u < 90 | 0 | 0 | 0 | 0 | 0 | 0
70 ≤ u < 80 | 0 | 0 | 0 | 0 | 0 | 0
40 ≤ u < 70 | 0 | 0 | 0 | 0 | 0 | 0
5 ≤ u < 40 | 0 | 0 | 0 | 0 | 0 | 0
u < 5 | 0 | 0 | 0 | 0 | 0 | 0
Total | 0 | 0 | 0 | 0 | 0 | 0
BTES01(PTA 1 BRATESTI)¦ meter SN:1009141000000160
Tensiune reziduală u% | Durata t ms |  |  |  |  | Total
| 10 < t ≤ 200 | 200 < t ≤ 500 | 500 < t ≤ 1000 | 1000 < t ≤ 5000 | 5000 < t ≤ 60000
80 ≤ u < 90 | 0 | 0 | 0 | 0 | 0 | 0
70 ≤ u < 80 | 0 | 0 | 0 | 0 | 0 | 0
40 ≤ u < 70 | 0 | 0 | 0 | 0 | 0 | 0
5 ≤ u < 40 | 0 | 0 | 0 | 0 | 0 | 0
u < 5 | 0 | 0 | 0 | 0 | 0 | 0
Total | 0 | 0 | 0 | 0 | 0 | 0
BTES02(PTA 2 BRATESTI)¦ meter SN:1009141000000161
Tensiune reziduală u% | Durata t ms |  |  |  |  | Total
| 10 < t ≤ 200 | 200 < t ≤ 500 | 500 < t ≤ 1000 | 1000 < t ≤ 5000 | 5000 < t ≤ 60000
80 ≤ u < 90 | 0 | 0 | 0 | 0 | 0 | 0
70 ≤ u < 80 | 0 | 0 | 0 | 0 | 0 | 0
40 ≤ u < 70 | 0 | 0 | 0 | 0 | 0 | 0
5 ≤ u < 40 | 0 | 0 | 0 | 0 | 0 | 0
u < 5 | 0 | 0 | 0 | 0 | 0 | 0
Total | 0 | 0 | 0 | 0 | 0 | 0
BUDA01(PTA BUDA)¦ meter SN:1009141000000254
Tensiune reziduală u% | Durata t ms |  |  |  |  | Total
| 10 < t ≤ 200 | 200 < t ≤ 500 | 500 < t ≤ 1000 | 1000 < t ≤ 5000 | 5000 < t ≤ 60000
80 ≤ u < 90 | 0 | 0 | 0 | 0 | 0 | 0
70 ≤ u < 80 | 0 | 0 | 0 | 0 | 0 | 0
40 ≤ u < 70 | 0 | 0 | 0 | 0 | 0 | 0
5 ≤ u < 40 | 0 | 0 | 0 | 0 | 0 | 0
u < 5 | 0 | 0 | 0 | 0 | 0 | 0
Total | 0 | 0 | 0 | 0 | 0 | 0
CALC01(PTA CALCAI)¦ meter SN:1009141000001132
Tensiune reziduală u% | Durata t ms |  |  |  |  | Total
| 10 < t ≤ 200 | 200 < t ≤ 500 | 500 < t ≤ 1000 | 1000 < t ≤ 5000 | 5000 < t ≤ 60000
80 ≤ u < 90 | 0 | 0 | 0 | 0 | 0 | 0
70 ≤ u < 80 | 0 | 0 | 0 | 0 | 0 | 0
40 ≤ u < 70 | 0 | 0 | 0 | 0 | 0 | 0
5 ≤ u < 40 | 0 | 0 | 0 | 0 | 0 | 0
u < 5 | 0 | 0 | 0 | 0 | 0 | 0
Total | 0 | 0 | 0 | 0 | 0 | 0
CARC01(PTA 1 CARACLAU)¦ meter SN:1009151000001634
Tensiune reziduală u% | Durata t ms |  |  |  |  | Total
| 10 < t ≤ 200 | 200 < t ≤ 500 | 500 < t ≤ 1000 | 1000 < t ≤ 5000 | 5000 < t ≤ 60000
80 ≤ u < 90 | 0 | 0 | 0 | 0 | 0 | 0
70 ≤ u < 80 | 0 | 0 | 0 | 0 | 0 | 0
40 ≤ u < 70 | 0 | 0 | 0 | 0 | 0 | 0
5 ≤ u < 40 | 0 | 0 | 0 | 0 | 0 | 0
u < 5 | 0 | 0 | 0 | 0 | 0 | 0
Total | 0 | 0 | 0 | 0 | 0 | 0
CARC02(PTA 2 CARACLAU)¦ meter SN:1009141000000057
Tensiune reziduală u% | Durata t ms |  |  |  |  | Total
| 10 < t ≤ 200 | 200 < t ≤ 500 | 500 < t ≤ 1000 | 1000 < t ≤ 5000 | 5000 < t ≤ 60000
80 ≤ u < 90 | 0 | 0 | 0 | 0 | 0 | 0
70 ≤ u < 80 | 0 | 0 | 0 | 0 | 0 | 0
40 ≤ u < 70 | 0 | 0 | 0 | 0 | 0 | 0
5 ≤ u < 40 | 0 | 0 | 0 | 0 | 0 | 0
u < 5 | 0 | 0 | 0 | 0 | 0 | 0
Total | 0 | 0 | 0 | 0 | 0 | 0
CARC03(PTA 3 CARACLAU)¦ meter SN:1009141000000081
Tensiune reziduală u% | Durata t ms |  |  |  |  | Total
| 10 < t ≤ 200 | 200 < t ≤ 500 | 500 < t ≤ 1000 | 1000 < t ≤ 5000 | 5000 < t ≤ 60000
80 ≤ u < 90 | 0 | 0 | 0 | 0 | 0 | 0
70 ≤ u < 80 | 0 | 0 | 0 | 0 | 0 | 0
40 ≤ u < 70 | 0 | 0 | 0 | 0 | 0 | 0
5 ≤ u < 40 | 0 | 0 | 0 | 0 | 0 | 0
u < 5 | 0 | 0 | 0 | 0 | 0 | 0
Total | 0 | 0 | 0 | 0 | 0 | 0
CASI01(PTA 1 CASIN)¦ meter SN:1009141000001231
Tensiune reziduală u% | Durata t ms |  |  |  |  | Total
| 10 < t ≤ 200 | 200 < t ≤ 500 | 500 < t ≤ 1000 | 1000 < t ≤ 5000 | 5000 < t ≤ 60000
80 ≤ u < 90 | 0 | 0 | 0 | 0 | 0 | 0
70 ≤ u < 80 | 0 | 0 | 0 | 0 | 0 | 0
40 ≤ u < 70 | 0 | 0 | 0 | 0 | 0 | 0
5 ≤ u < 40 | 0 | 0 | 0 | 0 | 0 | 0
u < 5 | 0 | 0 | 0 | 0 | 0 | 0
Total | 0 | 0 | 0 | 0 | 0 | 0
CASI02(PTA 2 CASIN)¦ meter SN:1009141000000533
Tensiune reziduală u% | Durata t ms |  |  |  |  | Total
| 10 < t ≤ 200 | 200 < t ≤ 500 | 500 < t ≤ 1000 | 1000 < t ≤ 5000 | 5000 < t ≤ 60000
80 ≤ u < 90 | 0 | 0 | 0 | 0 | 0 | 0
70 ≤ u < 80 | 0 | 0 | 0 | 0 | 0 | 0
40 ≤ u < 70 | 0 | 0 | 0 | 0 | 0 | 0
5 ≤ u < 40 | 0 | 0 | 0 | 0 | 0 | 0
u < 5 | 0 | 0 | 0 | 0 | 0 | 0
Total | 0 | 0 | 0 | 0 | 0 | 0
CASI03(PTA 3 CASIN)¦ meter SN:1009151000001674
Tensiune reziduală u% | Durata t ms |  |  |  |  | Total
| 10 < t ≤ 200 | 200 < t ≤ 500 | 500 < t ≤ 1000 | 1000 < t ≤ 5000 | 5000 < t ≤ 60000
80 ≤ u < 90 | 0 | 0 | 0 | 0 | 0 | 0
70 ≤ u < 80 | 0 | 0 | 0 | 0 | 0 | 0
40 ≤ u < 70 | 0 | 0 | 0 | 0 | 0 | 0
5 ≤ u < 40 | 0 | 0 | 0 | 0 | 0 | 0
u < 5 | 0 | 0 | 0 | 0 | 0 | 0
Total | 0 | 0 | 0 | 0 | 0 | 0
CASI04(PTA 4 CASIN)¦ meter SN:1009141000000990
Tensiune reziduală u% | Durata t ms |  |  |  |  | Total
| 10 < t ≤ 200 | 200 < t ≤ 500 | 500 < t ≤ 1000 | 1000 < t ≤ 5000 | 5000 < t ≤ 60000
80 ≤ u < 90 | 0 | 0 | 0 | 0 | 0 | 0
70 ≤ u < 80 | 0 | 0 | 0 | 0 | 0 | 0
40 ≤ u < 70 | 0 | 0 | 0 | 0 | 0 | 0
5 ≤ u < 40 | 0 | 0 | 0 | 0 | 0 | 0
u < 5 | 0 | 0 | 0 | 0 | 0 | 0
Total | 0 | 0 | 0 | 0 | 0 | 0
CASI05(PTA 5 CASIN CAP)¦ meter SN:1009141000001221
Tensiune reziduală u% | Durata t ms |  |  |  |  | Total
| 10 < t ≤ 200 | 200 < t ≤ 500 | 500 < t ≤ 1000 | 1000 < t ≤ 5000 | 5000 < t ≤ 60000
80 ≤ u < 90 | 0 | 0 | 0 | 0 | 0 | 0
70 ≤ u < 80 | 0 | 0 | 0 | 0 | 0 | 0
40 ≤ u < 70 | 0 | 0 | 0 | 0 | 0 | 0
5 ≤ u < 40 | 0 | 0 | 0 | 0 | 0 | 0
u < 5 | 0 | 0 | 0 | 0 | 0 | 0
Total | 0 | 0 | 0 | 0 | 0 | 0
CASI06(PTA 6 CASIN CAP)¦ meter SN:1009141000000821
Tensiune reziduală u% | Durata t ms |  |  |  |  | Total
| 10 < t ≤ 200 | 200 < t ≤ 500 | 500 < t ≤ 1000 | 1000 < t ≤ 5000 | 5000 < t ≤ 60000
80 ≤ u < 90 | 0 | 0 | 0 | 0 | 0 | 0
70 ≤ u < 80 | 0 | 0 | 0 | 0 | 0 | 0
40 ≤ u < 70 | 0 | 0 | 0 | 0 | 0 | 0
5 ≤ u < 40 | 0 | 0 | 0 | 0 | 0 | 0
u < 5 | 0 | 0 | 0 | 0 | 0 | 0
Total | 0 | 0 | 0 | 0 | 0 | 0
CMAN01(PT 1 COMAN)¦ meter SN:1009141000000105
Tensiune reziduală u% | Durata t ms |  |  |  |  | Total
| 10 < t ≤ 200 | 200 < t ≤ 500 | 500 < t ≤ 1000 | 1000 < t ≤ 5000 | 5000 < t ≤ 60000
80 ≤ u < 90 | 0 | 0 | 0 | 0 | 0 | 0
70 ≤ u < 80 | 0 | 0 | 0 | 0 | 0 | 0
40 ≤ u < 70 | 0 | 0 | 0 | 0 | 0 | 0
5 ≤ u < 40 | 0 | 0 | 0 | 0 | 0 | 0
u < 5 | 0 | 0 | 0 | 0 | 0 | 0
Total | 0 | 0 | 0 | 0 | 0 | 0
CNTB01(PTA CONT)¦ meter SN:1009141000001238
Tensiune reziduală u% | Durata t ms |  |  |  |  | Total
| 10 < t ≤ 200 | 200 < t ≤ 500 | 500 < t ≤ 1000 | 1000 < t ≤ 5000 | 5000 < t ≤ 60000
80 ≤ u < 90 | 0 | 0 | 0 | 0 | 0 | 0
70 ≤ u < 80 | 0 | 0 | 0 | 0 | 0 | 0
40 ≤ u < 70 | 0 | 0 | 0 | 0 | 0 | 0
5 ≤ u < 40 | 0 | 0 | 0 | 0 | 0 | 0
u < 5 | 0 | 0 | 0 | 0 | 0 | 0
Total | 0 | 0 | 0 | 0 | 0 | 0
CURI01(PTA 1 CURITA)¦ meter SN:1009141000000109
Tensiune reziduală u% | Durata t ms |  |  |  |  | Total
| 10 < t ≤ 200 | 200 < t ≤ 500 | 500 < t ≤ 1000 | 1000 < t ≤ 5000 | 5000 < t ≤ 60000
80 ≤ u < 90 | 0 | 0 | 0 | 0 | 0 | 0
70 ≤ u < 80 | 0 | 0 | 0 | 0 | 0 | 0
40 ≤ u < 70 | 0 | 0 | 0 | 0 | 0 | 0
5 ≤ u < 40 | 0 | 0 | 0 | 0 | 0 | 0
u < 5 | 0 | 0 | 0 | 0 | 0 | 0
Total | 0 | 0 | 0 | 0 | 0 | 0
CURI02(PTA 2 CURITA)¦ meter SN:1009141000000118
Tensiune reziduală u% | Durata t ms |  |  |  |  | Total
| 10 < t ≤ 200 | 200 < t ≤ 500 | 500 < t ≤ 1000 | 1000 < t ≤ 5000 | 5000 < t ≤ 60000
80 ≤ u < 90 | 0 | 0 | 0 | 0 | 0 | 0
70 ≤ u < 80 | 0 | 0 | 0 | 0 | 0 | 0
40 ≤ u < 70 | 0 | 0 | 0 | 0 | 0 | 0
5 ≤ u < 40 | 0 | 0 | 0 | 0 | 0 | 0
u < 5 | 0 | 0 | 0 | 0 | 0 | 0
Total | 0 | 0 | 0 | 0 | 0 | 0
DBLC01(PTA DRAGA BELCI)¦ meter SN:1009141000000824
Tensiune reziduală u% | Durata t ms |  |  |  |  | Total
| 10 < t ≤ 200 | 200 < t ≤ 500 | 500 < t ≤ 1000 | 1000 < t ≤ 5000 | 5000 < t ≤ 60000
80 ≤ u < 90 | 0 | 0 | 0 | 0 | 0 | 0
70 ≤ u < 80 | 0 | 0 | 0 | 0 | 0 | 0
40 ≤ u < 70 | 0 | 0 | 0 | 0 | 0 | 0
5 ≤ u < 40 | 0 | 0 | 0 | 0 | 0 | 0
u < 5 | 0 | 0 | 0 | 0 | 0 | 0
Total | 0 | 0 | 0 | 0 | 0 | 0
DLNH01(PTA 1 DELENI)¦ meter SN:1009141000001009
Tensiune reziduală u% | Durata t ms |  |  |  |  | Total
| 10 < t ≤ 200 | 200 < t ≤ 500 | 500 < t ≤ 1000 | 1000 < t ≤ 5000 | 5000 < t ≤ 60000
80 ≤ u < 90 | 0 | 0 | 0 | 0 | 0 | 0
70 ≤ u < 80 | 0 | 0 | 0 | 0 | 0 | 0
40 ≤ u < 70 | 0 | 0 | 0 | 0 | 0 | 0
5 ≤ u < 40 | 0 | 0 | 0 | 0 | 0 | 0
u < 5 | 0 | 0 | 0 | 0 | 0 | 0
Total | 0 | 0 | 0 | 0 | 0 | 0
DLNH02(PTA 2 DELENI)¦ meter SN:1009141000000888
Tensiune reziduală u% | Durata t ms |  |  |  |  | Total
| 10 < t ≤ 200 | 200 < t ≤ 500 | 500 < t ≤ 1000 | 1000 < t ≤ 5000 | 5000 < t ≤ 60000
80 ≤ u < 90 | 0 | 0 | 0 | 0 | 0 | 0
70 ≤ u < 80 | 0 | 0 | 0 | 0 | 0 | 0
40 ≤ u < 70 | 0 | 0 | 0 | 0 | 0 | 0
5 ≤ u < 40 | 0 | 0 | 0 | 0 | 0 | 0
u < 5 | 0 | 0 | 0 | 0 | 0 | 0
Total | 0 | 0 | 0 | 0 | 0 | 0
DLNH03(PTA 3 DELENI)¦ meter SN:1009151000001585
Tensiune reziduală u% | Durata t ms |  |  |  |  | Total
| 10 < t ≤ 200 | 200 < t ≤ 500 | 500 < t ≤ 1000 | 1000 < t ≤ 5000 | 5000 < t ≤ 60000
80 ≤ u < 90 | 0 | 0 | 0 | 0 | 0 | 0
70 ≤ u < 80 | 0 | 0 | 0 | 0 | 0 | 0
40 ≤ u < 70 | 0 | 0 | 0 | 0 | 0 | 0
5 ≤ u < 40 | 0 | 0 | 0 | 0 | 0 | 0
u < 5 | 0 | 0 | 0 | 0 | 0 | 0
Total | 0 | 0 | 0 | 0 | 0 | 0
DRGG02(PTA 2 DRAGUGESTI)¦ meter SN:1009141000000479
Tensiune reziduală u% | Durata t ms |  |  |  |  | Total
| 10 < t ≤ 200 | 200 < t ≤ 500 | 500 < t ≤ 1000 | 1000 < t ≤ 5000 | 5000 < t ≤ 60000
80 ≤ u < 90 | 0 | 0 | 0 | 0 | 0 | 0
70 ≤ u < 80 | 0 | 0 | 0 | 0 | 0 | 0
40 ≤ u < 70 | 0 | 0 | 0 | 0 | 0 | 0
5 ≤ u < 40 | 0 | 0 | 0 | 0 | 0 | 0
u < 5 | 0 | 0 | 0 | 0 | 0 | 0
Total | 0 | 0 | 0 | 0 | 0 | 0
DRGG03(PTA 3 DRAGUGESTI)¦ meter SN:1009141000001169
Tensiune reziduală u% | Durata t ms |  |  |  |  | Total
| 10 < t ≤ 200 | 200 < t ≤ 500 | 500 < t ≤ 1000 | 1000 < t ≤ 5000 | 5000 < t ≤ 60000
80 ≤ u < 90 | 0 | 0 | 0 | 0 | 0 | 0
70 ≤ u < 80 | 0 | 0 | 0 | 0 | 0 | 0
40 ≤ u < 70 | 0 | 0 | 0 | 0 | 0 | 0
5 ≤ u < 40 | 0 | 0 | 0 | 0 | 0 | 0
u < 5 | 0 | 0 | 0 | 0 | 0 | 0
Total | 0 | 0 | 0 | 0 | 0 | 0
DRGR01(PTA 1 DRAGOMIR)¦ meter SN:1009141000000110
Tensiune reziduală u% | Durata t ms |  |  |  |  | Total
| 10 < t ≤ 200 | 200 < t ≤ 500 | 500 < t ≤ 1000 | 1000 < t ≤ 5000 | 5000 < t ≤ 60000
80 ≤ u < 90 | 0 | 0 | 0 | 0 | 0 | 0
70 ≤ u < 80 | 0 | 0 | 0 | 0 | 0 | 0
40 ≤ u < 70 | 0 | 0 | 0 | 0 | 0 | 0
5 ≤ u < 40 | 0 | 0 | 0 | 0 | 0 | 0
u < 5 | 0 | 0 | 0 | 0 | 0 | 0
Total | 0 | 0 | 0 | 0 | 0 | 0
DRGR02(PTA 2 DRAGOMIR(BISCA))¦ meter SN:1009141000000056
Tensiune reziduală u% | Durata t ms |  |  |  |  | Total
| 10 < t ≤ 200 | 200 < t ≤ 500 | 500 < t ≤ 1000 | 1000 < t ≤ 5000 | 5000 < t ≤ 60000
80 ≤ u < 90 | 0 | 0 | 0 | 0 | 0 | 0
70 ≤ u < 80 | 0 | 0 | 0 | 0 | 0 | 0
40 ≤ u < 70 | 0 | 0 | 0 | 0 | 0 | 0
5 ≤ u < 40 | 0 | 0 | 0 | 0 | 0 | 0
u < 5 | 0 | 0 | 0 | 0 | 0 | 0
Total | 0 | 0 | 0 | 0 | 0 | 0
DRGR05(PTA 5 DRAGOMIR)¦ meter SN:1009151000002450
Tensiune reziduală u% | Durata t ms |  |  |  |  | Total
| 10 < t ≤ 200 | 200 < t ≤ 500 | 500 < t ≤ 1000 | 1000 < t ≤ 5000 | 5000 < t ≤ 60000
80 ≤ u < 90 | 0 | 0 | 0 | 0 | 0 | 0
70 ≤ u < 80 | 0 | 0 | 0 | 0 | 0 | 0
40 ≤ u < 70 | 0 | 0 | 0 | 0 | 0 | 0
5 ≤ u < 40 | 0 | 0 | 0 | 0 | 0 | 0
u < 5 | 0 | 0 | 0 | 0 | 0 | 0
Total | 0 | 0 | 0 | 0 | 0 | 0
FERO01(PTA 1 FERASTRAU)¦ meter SN:1009141000000212
Tensiune reziduală u% | Durata t ms |  |  |  |  | Total
| 10 < t ≤ 200 | 200 < t ≤ 500 | 500 < t ≤ 1000 | 1000 < t ≤ 5000 | 5000 < t ≤ 60000
80 ≤ u < 90 | 0 | 0 | 0 | 0 | 0 | 0
70 ≤ u < 80 | 0 | 0 | 0 | 0 | 0 | 0
40 ≤ u < 70 | 0 | 0 | 0 | 0 | 0 | 0
5 ≤ u < 40 | 0 | 0 | 0 | 0 | 0 | 0
u < 5 | 0 | 0 | 0 | 0 | 0 | 0
Total | 0 | 0 | 0 | 0 | 0 | 0
FERO02(PTA 2 FERASTRAU)¦ meter SN:1009141000001138
Tensiune reziduală u% | Durata t ms |  |  |  |  | Total
| 10 < t ≤ 200 | 200 < t ≤ 500 | 500 < t ≤ 1000 | 1000 < t ≤ 5000 | 5000 < t ≤ 60000
80 ≤ u < 90 | 0 | 0 | 0 | 0 | 0 | 0
70 ≤ u < 80 | 0 | 0 | 0 | 0 | 0 | 0
40 ≤ u < 70 | 0 | 0 | 0 | 0 | 0 | 0
5 ≤ u < 40 | 0 | 0 | 0 | 0 | 0 | 0
u < 5 | 0 | 0 | 0 | 0 | 0 | 0
Total | 0 | 0 | 0 | 0 | 0 | 0
FLPT01(PTA 1 FILIPESTI ONESTI)¦ meter SN:1009141000000230
Tensiune reziduală u% | Durata t ms |  |  |  |  | Total
| 10 < t ≤ 200 | 200 < t ≤ 500 | 500 < t ≤ 1000 | 1000 < t ≤ 5000 | 5000 < t ≤ 60000
80 ≤ u < 90 | 0 | 0 | 0 | 0 | 0 | 0
70 ≤ u < 80 | 0 | 0 | 0 | 0 | 0 | 0
40 ≤ u < 70 | 0 | 0 | 0 | 0 | 0 | 0
5 ≤ u < 40 | 0 | 0 | 0 | 0 | 0 | 0
u < 5 | 0 | 0 | 0 | 0 | 0 | 0
Total | 0 | 0 | 0 | 0 | 0 | 0
GALN01(PTA FERMA GALEAN)¦ meter SN:1009141000000557
Tensiune reziduală u% | Durata t ms |  |  |  |  | Total
| 10 < t ≤ 200 | 200 < t ≤ 500 | 500 < t ≤ 1000 | 1000 < t ≤ 5000 | 5000 < t ≤ 60000
80 ≤ u < 90 | 0 | 0 | 0 | 0 | 0 | 0
70 ≤ u < 80 | 0 | 0 | 0 | 0 | 0 | 0
40 ≤ u < 70 | 0 | 0 | 0 | 0 | 0 | 0
5 ≤ u < 40 | 0 | 0 | 0 | 0 | 0 | 0
u < 5 | 0 | 0 | 0 | 0 | 0 | 0
Total | 0 | 0 | 0 | 0 | 0 | 0
HARJ01(PTA HARJA)¦ meter SN:1009141000001150
Tensiune reziduală u% | Durata t ms |  |  |  |  | Total
| 10 < t ≤ 200 | 200 < t ≤ 500 | 500 < t ≤ 1000 | 1000 < t ≤ 5000 | 5000 < t ≤ 60000
80 ≤ u < 90 | 0 | 0 | 0 | 0 | 0 | 0
70 ≤ u < 80 | 0 | 0 | 0 | 0 | 0 | 0
40 ≤ u < 70 | 0 | 0 | 0 | 0 | 0 | 0
5 ≤ u < 40 | 0 | 0 | 0 | 0 | 0 | 0
u < 5 | 0 | 0 | 0 | 0 | 0 | 0
Total | 0 | 0 | 0 | 0 | 0 | 0
HARJ02(PTA CONEX HIRJA)¦ meter SN:1009141000000796
Tensiune reziduală u% | Durata t ms |  |  |  |  | Total
| 10 < t ≤ 200 | 200 < t ≤ 500 | 500 < t ≤ 1000 | 1000 < t ≤ 5000 | 5000 < t ≤ 60000
80 ≤ u < 90 | 0 | 0 | 0 | 0 | 0 | 0
70 ≤ u < 80 | 0 | 0 | 0 | 0 | 0 | 0
40 ≤ u < 70 | 0 | 0 | 0 | 0 | 0 | 0
5 ≤ u < 40 | 0 | 0 | 0 | 0 | 0 | 0
u < 5 | 0 | 0 | 0 | 0 | 0 | 0
Total | 0 | 0 | 0 | 0 | 0 | 0
HARJ03(PTA 3 HARJA)¦ meter SN:1009141000000603
Tensiune reziduală u% | Durata t ms |  |  |  |  | Total
| 10 < t ≤ 200 | 200 < t ≤ 500 | 500 < t ≤ 1000 | 1000 < t ≤ 5000 | 5000 < t ≤ 60000
80 ≤ u < 90 | 0 | 0 | 0 | 0 | 0 | 0
70 ≤ u < 80 | 0 | 0 | 0 | 0 | 0 | 0
40 ≤ u < 70 | 0 | 0 | 0 | 0 | 0 | 0
5 ≤ u < 40 | 0 | 0 | 0 | 0 | 0 | 0
u < 5 | 0 | 0 | 0 | 0 | 0 | 0
Total | 0 | 0 | 0 | 0 | 0 | 0
HELG01(PTA 1 HELEGIU)¦ meter SN:1009141000000280
Tensiune reziduală u% | Durata t ms |  |  |  |  | Total
| 10 < t ≤ 200 | 200 < t ≤ 500 | 500 < t ≤ 1000 | 1000 < t ≤ 5000 | 5000 < t ≤ 60000
80 ≤ u < 90 | 0 | 0 | 0 | 0 | 0 | 0
70 ≤ u < 80 | 0 | 0 | 0 | 0 | 0 | 0
40 ≤ u < 70 | 0 | 0 | 0 | 0 | 0 | 0
5 ≤ u < 40 | 0 | 0 | 0 | 0 | 0 | 0
u < 5 | 0 | 0 | 0 | 0 | 0 | 0
Total | 0 | 0 | 0 | 0 | 0 | 0
HELG02(PTA 2 HELEGIU)¦ meter SN:1009141000000219
Tensiune reziduală u% | Durata t ms |  |  |  |  | Total
| 10 < t ≤ 200 | 200 < t ≤ 500 | 500 < t ≤ 1000 | 1000 < t ≤ 5000 | 5000 < t ≤ 60000
80 ≤ u < 90 | 0 | 0 | 0 | 0 | 0 | 0
70 ≤ u < 80 | 0 | 0 | 0 | 0 | 0 | 0
40 ≤ u < 70 | 0 | 0 | 0 | 0 | 0 | 0
5 ≤ u < 40 | 0 | 0 | 0 | 0 | 0 | 0
u < 5 | 0 | 0 | 0 | 0 | 0 | 0
Total | 0 | 0 | 0 | 0 | 0 | 0
HELG03(PTA 3 HELEGIU)¦ meter SN:1009141000000165
Tensiune reziduală u% | Durata t ms |  |  |  |  | Total
| 10 < t ≤ 200 | 200 < t ≤ 500 | 500 < t ≤ 1000 | 1000 < t ≤ 5000 | 5000 < t ≤ 60000
80 ≤ u < 90 | 0 | 0 | 0 | 0 | 0 | 0
70 ≤ u < 80 | 0 | 0 | 0 | 0 | 0 | 0
40 ≤ u < 70 | 0 | 0 | 0 | 0 | 0 | 0
5 ≤ u < 40 | 0 | 0 | 0 | 0 | 0 | 0
u < 5 | 0 | 0 | 0 | 0 | 0 | 0
Total | 0 | 0 | 0 | 0 | 0 | 0
HELG04(PTA P APA CAP HELEGIU)¦ meter SN:1009141000001142
Tensiune reziduală u% | Durata t ms |  |  |  |  | Total
| 10 < t ≤ 200 | 200 < t ≤ 500 | 500 < t ≤ 1000 | 1000 < t ≤ 5000 | 5000 < t ≤ 60000
80 ≤ u < 90 | 0 | 0 | 0 | 0 | 0 | 0
70 ≤ u < 80 | 0 | 0 | 0 | 0 | 0 | 0
40 ≤ u < 70 | 0 | 0 | 0 | 0 | 0 | 0
5 ≤ u < 40 | 0 | 0 | 0 | 0 | 0 | 0
u < 5 | 0 | 0 | 0 | 0 | 0 | 0
Total | 0 | 0 | 0 | 0 | 0 | 0
HELG05(PTA CAP HELEGIU)¦ meter SN:1009141000000245
Tensiune reziduală u% | Durata t ms |  |  |  |  | Total
| 10 < t ≤ 200 | 200 < t ≤ 500 | 500 < t ≤ 1000 | 1000 < t ≤ 5000 | 5000 < t ≤ 60000
80 ≤ u < 90 | 0 | 0 | 0 | 0 | 0 | 0
70 ≤ u < 80 | 0 | 0 | 0 | 0 | 0 | 0
40 ≤ u < 70 | 0 | 0 | 0 | 0 | 0 | 0
5 ≤ u < 40 | 0 | 0 | 0 | 0 | 0 | 0
u < 5 | 0 | 0 | 0 | 0 | 0 | 0
Total | 0 | 0 | 0 | 0 | 0 | 0
LIVE01(PTA 1 LIVEZI)¦ meter SN:1009141000000637
Tensiune reziduală u% | Durata t ms |  |  |  |  | Total
| 10 < t ≤ 200 | 200 < t ≤ 500 | 500 < t ≤ 1000 | 1000 < t ≤ 5000 | 5000 < t ≤ 60000
80 ≤ u < 90 | 0 | 0 | 0 | 0 | 0 | 0
70 ≤ u < 80 | 0 | 0 | 0 | 0 | 0 | 0
40 ≤ u < 70 | 0 | 0 | 0 | 0 | 0 | 0
5 ≤ u < 40 | 0 | 0 | 0 | 0 | 0 | 0
u < 5 | 0 | 0 | 0 | 0 | 0 | 0
Total | 0 | 0 | 0 | 0 | 0 | 0
LIVE02(PTA 2 LIVEZI SMA)¦ meter SN:1009141000000720
Tensiune reziduală u% | Durata t ms |  |  |  |  | Total
| 10 < t ≤ 200 | 200 < t ≤ 500 | 500 < t ≤ 1000 | 1000 < t ≤ 5000 | 5000 < t ≤ 60000
80 ≤ u < 90 | 0 | 0 | 0 | 0 | 0 | 0
70 ≤ u < 80 | 0 | 0 | 0 | 0 | 0 | 0
40 ≤ u < 70 | 0 | 0 | 0 | 0 | 0 | 0
5 ≤ u < 40 | 0 | 0 | 0 | 0 | 0 | 0
u < 5 | 0 | 0 | 0 | 0 | 0 | 0
Total | 0 | 0 | 0 | 0 | 0 | 0
LIVE03(PTA 3 LIVEZI CAP)¦ meter SN:1009141000000656
Tensiune reziduală u% | Durata t ms |  |  |  |  | Total
| 10 < t ≤ 200 | 200 < t ≤ 500 | 500 < t ≤ 1000 | 1000 < t ≤ 5000 | 5000 < t ≤ 60000
80 ≤ u < 90 | 0 | 0 | 0 | 0 | 0 | 0
70 ≤ u < 80 | 0 | 0 | 0 | 0 | 0 | 0
40 ≤ u < 70 | 0 | 0 | 0 | 0 | 0 | 0
5 ≤ u < 40 | 0 | 0 | 0 | 0 | 0 | 0
u < 5 | 0 | 0 | 0 | 0 | 0 | 0
Total | 0 | 0 | 0 | 0 | 0 | 0
LIVE05(PTA 5 LIVEZI)¦ meter SN:1009141000000937
Tensiune reziduală u% | Durata t ms |  |  |  |  | Total
| 10 < t ≤ 200 | 200 < t ≤ 500 | 500 < t ≤ 1000 | 1000 < t ≤ 5000 | 5000 < t ≤ 60000
80 ≤ u < 90 | 0 | 0 | 0 | 0 | 0 | 0
70 ≤ u < 80 | 0 | 0 | 0 | 0 | 0 | 0
40 ≤ u < 70 | 0 | 0 | 0 | 0 | 0 | 0
5 ≤ u < 40 | 0 | 0 | 0 | 0 | 0 | 0
u < 5 | 0 | 0 | 0 | 0 | 0 | 0
Total | 0 | 0 | 0 | 0 | 0 | 0
LIVE06(PTA 6 LIVEZI)¦ meter SN:1009141000000614
Tensiune reziduală u% | Durata t ms |  |  |  |  | Total
| 10 < t ≤ 200 | 200 < t ≤ 500 | 500 < t ≤ 1000 | 1000 < t ≤ 5000 | 5000 < t ≤ 60000
80 ≤ u < 90 | 0 | 0 | 0 | 0 | 0 | 0
70 ≤ u < 80 | 0 | 0 | 0 | 0 | 0 | 0
40 ≤ u < 70 | 0 | 0 | 0 | 0 | 0 | 0
5 ≤ u < 40 | 0 | 0 | 0 | 0 | 0 | 0
u < 5 | 0 | 0 | 0 | 0 | 0 | 0
Total | 0 | 0 | 0 | 0 | 0 | 0
LUPS01(PTA 1 LUPESTI)¦ meter SN:1009141000000167
Tensiune reziduală u% | Durata t ms |  |  |  |  | Total
| 10 < t ≤ 200 | 200 < t ≤ 500 | 500 < t ≤ 1000 | 1000 < t ≤ 5000 | 5000 < t ≤ 60000
80 ≤ u < 90 | 0 | 0 | 0 | 0 | 0 | 0
70 ≤ u < 80 | 0 | 0 | 0 | 0 | 0 | 0
40 ≤ u < 70 | 0 | 0 | 0 | 0 | 0 | 0
5 ≤ u < 40 | 0 | 0 | 0 | 0 | 0 | 0
u < 5 | 0 | 0 | 0 | 0 | 0 | 0
Total | 0 | 0 | 0 | 0 | 0 | 0
LUPS02(PTA 2 LUPESTI)¦ meter SN:1009141000000039
Tensiune reziduală u% | Durata t ms |  |  |  |  | Total
| 10 < t ≤ 200 | 200 < t ≤ 500 | 500 < t ≤ 1000 | 1000 < t ≤ 5000 | 5000 < t ≤ 60000
80 ≤ u < 90 | 0 | 0 | 0 | 0 | 0 | 0
70 ≤ u < 80 | 0 | 0 | 0 | 0 | 0 | 0
40 ≤ u < 70 | 0 | 0 | 0 | 0 | 0 | 0
5 ≤ u < 40 | 0 | 0 | 0 | 0 | 0 | 0
u < 5 | 0 | 0 | 0 | 0 | 0 | 0
Total | 0 | 0 | 0 | 0 | 0 | 0
MANC01(PTA 1 M. CASIN)¦ meter SN:1009141000000283
Tensiune reziduală u% | Durata t ms |  |  |  |  | Total
| 10 < t ≤ 200 | 200 < t ≤ 500 | 500 < t ≤ 1000 | 1000 < t ≤ 5000 | 5000 < t ≤ 60000
80 ≤ u < 90 | 0 | 0 | 0 | 0 | 0 | 0
70 ≤ u < 80 | 0 | 0 | 0 | 0 | 0 | 0
40 ≤ u < 70 | 0 | 0 | 0 | 0 | 0 | 0
5 ≤ u < 40 | 0 | 0 | 0 | 0 | 0 | 0
u < 5 | 0 | 0 | 0 | 0 | 0 | 0
Total | 0 | 0 | 0 | 0 | 0 | 0
MANC02(PTA 2 M. CASIN)¦ meter SN:1009141000000227
Tensiune reziduală u% | Durata t ms |  |  |  |  | Total
| 10 < t ≤ 200 | 200 < t ≤ 500 | 500 < t ≤ 1000 | 1000 < t ≤ 5000 | 5000 < t ≤ 60000
80 ≤ u < 90 | 0 | 0 | 0 | 0 | 0 | 0
70 ≤ u < 80 | 0 | 0 | 0 | 0 | 0 | 0
40 ≤ u < 70 | 0 | 0 | 0 | 0 | 0 | 0
5 ≤ u < 40 | 0 | 0 | 0 | 0 | 0 | 0
u < 5 | 0 | 0 | 0 | 0 | 0 | 0
Total | 0 | 0 | 0 | 0 | 0 | 0
MANC03(PTA 3 M. CASIN)¦ meter SN:1009141000000253
Tensiune reziduală u% | Durata t ms |  |  |  |  | Total
| 10 < t ≤ 200 | 200 < t ≤ 500 | 500 < t ≤ 1000 | 1000 < t ≤ 5000 | 5000 < t ≤ 60000
80 ≤ u < 90 | 0 | 0 | 0 | 0 | 0 | 0
70 ≤ u < 80 | 0 | 0 | 0 | 0 | 0 | 0
40 ≤ u < 70 | 0 | 0 | 0 | 0 | 0 | 0
5 ≤ u < 40 | 0 | 0 | 0 | 0 | 0 | 0
u < 5 | 0 | 0 | 0 | 0 | 0 | 0
Total | 0 | 0 | 0 | 0 | 0 | 0
MANC04(PTA 4 M. CASIN)¦ meter SN:1009151000001650
Tensiune reziduală u% | Durata t ms |  |  |  |  | Total
| 10 < t ≤ 200 | 200 < t ≤ 500 | 500 < t ≤ 1000 | 1000 < t ≤ 5000 | 5000 < t ≤ 60000
80 ≤ u < 90 | 0 | 0 | 0 | 0 | 0 | 0
70 ≤ u < 80 | 0 | 0 | 0 | 0 | 0 | 0
40 ≤ u < 70 | 0 | 0 | 0 | 0 | 0 | 0
5 ≤ u < 40 | 0 | 0 | 0 | 0 | 0 | 0
u < 5 | 0 | 0 | 0 | 0 | 0 | 0
Total | 0 | 0 | 0 | 0 | 0 | 0
MANC05(PTA 5 M. CASIN (MHC))¦ meter SN:1009151000002401
Tensiune reziduală u% | Durata t ms |  |  |  |  | Total
| 10 < t ≤ 200 | 200 < t ≤ 500 | 500 < t ≤ 1000 | 1000 < t ≤ 5000 | 5000 < t ≤ 60000
80 ≤ u < 90 | 0 | 0 | 0 | 0 | 0 | 0
70 ≤ u < 80 | 0 | 0 | 0 | 0 | 0 | 0
40 ≤ u < 70 | 0 | 0 | 0 | 0 | 0 | 0
5 ≤ u < 40 | 0 | 0 | 0 | 0 | 0 | 0
u < 5 | 0 | 0 | 0 | 0 | 0 | 0
Total | 0 | 0 | 0 | 0 | 0 | 0
MATI01(PTA MATESTI)¦ meter SN:1009141000000484
Tensiune reziduală u% | Durata t ms |  |  |  |  | Total
| 10 < t ≤ 200 | 200 < t ≤ 500 | 500 < t ≤ 1000 | 1000 < t ≤ 5000 | 5000 < t ≤ 60000
80 ≤ u < 90 | 0 | 0 | 0 | 0 | 0 | 0
70 ≤ u < 80 | 0 | 0 | 0 | 0 | 0 | 0
40 ≤ u < 70 | 0 | 0 | 0 | 0 | 0 | 0
5 ≤ u < 40 | 0 | 0 | 0 | 0 | 0 | 0
u < 5 | 0 | 0 | 0 | 0 | 0 | 0
Total | 0 | 0 | 0 | 0 | 0 | 0
MRGO01(PTA MARGINEA(OITUZ))¦ meter SN:1009141000000126
Tensiune reziduală u% | Durata t ms |  |  |  |  | Total
| 10 < t ≤ 200 | 200 < t ≤ 500 | 500 < t ≤ 1000 | 1000 < t ≤ 5000 | 5000 < t ≤ 60000
80 ≤ u < 90 | 0 | 0 | 0 | 0 | 0 | 0
70 ≤ u < 80 | 0 | 0 | 0 | 0 | 0 | 0
40 ≤ u < 70 | 0 | 0 | 0 | 0 | 0 | 0
5 ≤ u < 40 | 0 | 0 | 0 | 0 | 0 | 0
u < 5 | 0 | 0 | 0 | 0 | 0 | 0
Total | 0 | 0 | 0 | 0 | 0 | 0
OITU01(PTA 1 OITUZ)¦ meter SN:1702434126423124
Tensiune reziduală u% | Durata t ms |  |  |  |  | Total
| 10 < t ≤ 200 | 200 < t ≤ 500 | 500 < t ≤ 1000 | 1000 < t ≤ 5000 | 5000 < t ≤ 60000
80 ≤ u < 90 | 0 | 0 | 0 | 0 | 0 | 0
70 ≤ u < 80 | 0 | 0 | 0 | 0 | 0 | 0
40 ≤ u < 70 | 0 | 0 | 0 | 0 | 0 | 0
5 ≤ u < 40 | 0 | 0 | 0 | 0 | 0 | 0
u < 5 | 0 | 0 | 0 | 0 | 0 | 0
Total | 0 | 0 | 0 | 0 | 0 | 0
OITU02(PTA 2 OITUZ)¦ meter SN:1702334123717699
Tensiune reziduală u% | Durata t ms |  |  |  |  | Total
| 10 < t ≤ 200 | 200 < t ≤ 500 | 500 < t ≤ 1000 | 1000 < t ≤ 5000 | 5000 < t ≤ 60000
80 ≤ u < 90 | 0 | 0 | 0 | 0 | 0 | 0
70 ≤ u < 80 | 0 | 0 | 0 | 0 | 0 | 0
40 ≤ u < 70 | 0 | 0 | 0 | 0 | 0 | 0
5 ≤ u < 40 | 0 | 0 | 0 | 0 | 0 | 0
u < 5 | 0 | 0 | 0 | 0 | 0 | 0
Total | 0 | 0 | 0 | 0 | 0 | 0
OITU03(PTA 3 OITUZ HATMAN)¦ meter SN:1702434126588366
Tensiune reziduală u% | Durata t ms |  |  |  |  | Total
| 10 < t ≤ 200 | 200 < t ≤ 500 | 500 < t ≤ 1000 | 1000 < t ≤ 5000 | 5000 < t ≤ 60000
80 ≤ u < 90 | 0 | 0 | 0 | 0 | 0 | 0
70 ≤ u < 80 | 0 | 0 | 0 | 0 | 0 | 0
40 ≤ u < 70 | 0 | 0 | 0 | 0 | 0 | 0
5 ≤ u < 40 | 0 | 0 | 0 | 0 | 0 | 0
u < 5 | 0 | 0 | 0 | 0 | 0 | 0
Total | 0 | 0 | 0 | 0 | 0 | 0
OITU04(PTA 4 OITUZ PESTE VAL)¦ meter SN:1702334123717697
Tensiune reziduală u% | Durata t ms |  |  |  |  | Total
| 10 < t ≤ 200 | 200 < t ≤ 500 | 500 < t ≤ 1000 | 1000 < t ≤ 5000 | 5000 < t ≤ 60000
80 ≤ u < 90 | 0 | 0 | 0 | 0 | 0 | 0
70 ≤ u < 80 | 0 | 0 | 0 | 0 | 0 | 0
40 ≤ u < 70 | 0 | 0 | 0 | 0 | 0 | 0
5 ≤ u < 40 | 0 | 0 | 0 | 0 | 0 | 0
u < 5 | 0 | 0 | 0 | 0 | 0 | 0
Total | 0 | 0 | 0 | 0 | 0 | 0
OITU06(PTA 6 20 KV OITUZ)¦ meter SN:1702334123717696
Tensiune reziduală u% | Durata t ms |  |  |  |  | Total
| 10 < t ≤ 200 | 200 < t ≤ 500 | 500 < t ≤ 1000 | 1000 < t ≤ 5000 | 5000 < t ≤ 60000
80 ≤ u < 90 | 0 | 0 | 0 | 0 | 0 | 0
70 ≤ u < 80 | 0 | 0 | 0 | 0 | 0 | 0
40 ≤ u < 70 | 0 | 0 | 0 | 0 | 0 | 0
5 ≤ u < 40 | 0 | 0 | 0 | 0 | 0 | 0
u < 5 | 0 | 0 | 0 | 0 | 0 | 0
Total | 0 | 0 | 0 | 0 | 0 | 0
OITU07(PTA MHC OITUZ)¦ meter SN:1702434126423127
Tensiune reziduală u% | Durata t ms |  |  |  |  | Total
| 10 < t ≤ 200 | 200 < t ≤ 500 | 500 < t ≤ 1000 | 1000 < t ≤ 5000 | 5000 < t ≤ 60000
80 ≤ u < 90 | 0 | 0 | 0 | 0 | 0 | 0
70 ≤ u < 80 | 0 | 0 | 0 | 0 | 0 | 0
40 ≤ u < 70 | 0 | 0 | 0 | 0 | 0 | 0
5 ≤ u < 40 | 0 | 0 | 0 | 0 | 0 | 0
u < 5 | 0 | 0 | 0 | 0 | 0 | 0
Total | 0 | 0 | 0 | 0 | 0 | 0
ONE001(PT 1 ONESTI)¦ meter SN:1009141000000469
Tensiune reziduală u% | Durata t ms |  |  |  |  | Total
| 10 < t ≤ 200 | 200 < t ≤ 500 | 500 < t ≤ 1000 | 1000 < t ≤ 5000 | 5000 < t ≤ 60000
80 ≤ u < 90 | 0 | 0 | 0 | 0 | 0 | 0
70 ≤ u < 80 | 0 | 0 | 0 | 0 | 0 | 0
40 ≤ u < 70 | 0 | 0 | 0 | 0 | 0 | 0
5 ≤ u < 40 | 0 | 0 | 0 | 0 | 0 | 0
u < 5 | 0 | 0 | 0 | 0 | 0 | 0
Total | 0 | 0 | 0 | 0 | 0 | 0
ONE001(PT 1 ONESTI)¦ meter SN:1009141000000521
Tensiune reziduală u% | Durata t ms |  |  |  |  | Total
| 10 < t ≤ 200 | 200 < t ≤ 500 | 500 < t ≤ 1000 | 1000 < t ≤ 5000 | 5000 < t ≤ 60000
80 ≤ u < 90 | 0 | 0 | 0 | 0 | 0 | 0
70 ≤ u < 80 | 0 | 0 | 0 | 0 | 0 | 0
40 ≤ u < 70 | 0 | 0 | 0 | 0 | 0 | 0
5 ≤ u < 40 | 0 | 0 | 0 | 0 | 0 | 0
u < 5 | 0 | 0 | 0 | 0 | 0 | 0
Total | 0 | 0 | 0 | 0 | 0 | 0
ONE002(PT 2 ONESTI)¦ meter SN:1009141000000515
Tensiune reziduală u% | Durata t ms |  |  |  |  | Total
| 10 < t ≤ 200 | 200 < t ≤ 500 | 500 < t ≤ 1000 | 1000 < t ≤ 5000 | 5000 < t ≤ 60000
80 ≤ u < 90 | 0 | 0 | 0 | 0 | 0 | 0
70 ≤ u < 80 | 0 | 0 | 0 | 0 | 0 | 0
40 ≤ u < 70 | 0 | 0 | 0 | 0 | 0 | 0
5 ≤ u < 40 | 0 | 0 | 0 | 0 | 0 | 0
u < 5 | 0 | 0 | 0 | 0 | 0 | 0
Total | 0 | 0 | 0 | 0 | 0 | 0
ONE002(PT 2 ONESTI)¦ meter SN:1009141000000628
Tensiune reziduală u% | Durata t ms |  |  |  |  | Total
| 10 < t ≤ 200 | 200 < t ≤ 500 | 500 < t ≤ 1000 | 1000 < t ≤ 5000 | 5000 < t ≤ 60000
80 ≤ u < 90 | 0 | 0 | 0 | 0 | 0 | 0
70 ≤ u < 80 | 0 | 0 | 0 | 0 | 0 | 0
40 ≤ u < 70 | 0 | 0 | 0 | 0 | 0 | 0
5 ≤ u < 40 | 0 | 0 | 0 | 0 | 0 | 0
u < 5 | 0 | 0 | 0 | 0 | 0 | 0
Total | 0 | 0 | 0 | 0 | 0 | 0
ONE003(PT 3 ONESTI)¦ meter SN:1009141000000178
Tensiune reziduală u% | Durata t ms |  |  |  |  | Total
| 10 < t ≤ 200 | 200 < t ≤ 500 | 500 < t ≤ 1000 | 1000 < t ≤ 5000 | 5000 < t ≤ 60000
80 ≤ u < 90 | 0 | 0 | 0 | 0 | 0 | 0
70 ≤ u < 80 | 0 | 0 | 0 | 0 | 0 | 0
40 ≤ u < 70 | 0 | 0 | 0 | 0 | 0 | 0
5 ≤ u < 40 | 0 | 0 | 0 | 0 | 0 | 0
u < 5 | 0 | 0 | 0 | 0 | 0 | 0
Total | 0 | 0 | 0 | 0 | 0 | 0
ONE003(PT 3 ONESTI)¦ meter SN:1009141000000201
Tensiune reziduală u% | Durata t ms |  |  |  |  | Total
| 10 < t ≤ 200 | 200 < t ≤ 500 | 500 < t ≤ 1000 | 1000 < t ≤ 5000 | 5000 < t ≤ 60000
80 ≤ u < 90 | 0 | 0 | 0 | 0 | 0 | 0
70 ≤ u < 80 | 0 | 0 | 0 | 0 | 0 | 0
40 ≤ u < 70 | 0 | 0 | 0 | 0 | 0 | 0
5 ≤ u < 40 | 0 | 0 | 0 | 0 | 0 | 0
u < 5 | 0 | 0 | 0 | 0 | 0 | 0
Total | 0 | 0 | 0 | 0 | 0 | 0
ONE005(PT 5 ONESTI)¦ meter SN:1009141000000335
Tensiune reziduală u% | Durata t ms |  |  |  |  | Total
| 10 < t ≤ 200 | 200 < t ≤ 500 | 500 < t ≤ 1000 | 1000 < t ≤ 5000 | 5000 < t ≤ 60000
80 ≤ u < 90 | 0 | 0 | 0 | 0 | 0 | 0
70 ≤ u < 80 | 0 | 0 | 0 | 0 | 0 | 0
40 ≤ u < 70 | 0 | 0 | 0 | 0 | 0 | 0
5 ≤ u < 40 | 0 | 0 | 0 | 0 | 0 | 0
u < 5 | 0 | 0 | 0 | 0 | 0 | 0
Total | 0 | 0 | 0 | 0 | 0 | 0
ONE006(PT 6 ONESTI)¦ meter SN:1009141000000328
Tensiune reziduală u% | Durata t ms |  |  |  |  | Total
| 10 < t ≤ 200 | 200 < t ≤ 500 | 500 < t ≤ 1000 | 1000 < t ≤ 5000 | 5000 < t ≤ 60000
80 ≤ u < 90 | 0 | 0 | 0 | 0 | 0 | 0
70 ≤ u < 80 | 0 | 0 | 0 | 0 | 0 | 0
40 ≤ u < 70 | 0 | 0 | 0 | 0 | 0 | 0
5 ≤ u < 40 | 0 | 0 | 0 | 0 | 0 | 0
u < 5 | 0 | 0 | 0 | 0 | 0 | 0
Total | 0 | 0 | 0 | 0 | 0 | 0
ONE007(PT 7 ONESTI)¦ meter SN:1009151000001405
Tensiune reziduală u% | Durata t ms |  |  |  |  | Total
| 10 < t ≤ 200 | 200 < t ≤ 500 | 500 < t ≤ 1000 | 1000 < t ≤ 5000 | 5000 < t ≤ 60000
80 ≤ u < 90 | 0 | 0 | 0 | 0 | 0 | 0
70 ≤ u < 80 | 0 | 0 | 0 | 0 | 0 | 0
40 ≤ u < 70 | 0 | 0 | 0 | 0 | 0 | 0
5 ≤ u < 40 | 0 | 0 | 0 | 0 | 0 | 0
u < 5 | 0 | 0 | 0 | 0 | 0 | 0
Total | 0 | 0 | 0 | 0 | 0 | 0
ONE008(PT 8 ONESTI)¦ meter SN:1009141000000343
Tensiune reziduală u% | Durata t ms |  |  |  |  | Total
| 10 < t ≤ 200 | 200 < t ≤ 500 | 500 < t ≤ 1000 | 1000 < t ≤ 5000 | 5000 < t ≤ 60000
80 ≤ u < 90 | 0 | 0 | 0 | 0 | 0 | 0
70 ≤ u < 80 | 0 | 0 | 0 | 0 | 0 | 0
40 ≤ u < 70 | 0 | 0 | 0 | 0 | 0 | 0
5 ≤ u < 40 | 0 | 0 | 0 | 0 | 0 | 0
u < 5 | 0 | 0 | 0 | 0 | 0 | 0
Total | 0 | 0 | 0 | 0 | 0 | 0
ONE009(PT 9 ONESTI)¦ meter SN:1009141000000333
Tensiune reziduală u% | Durata t ms |  |  |  |  | Total
| 10 < t ≤ 200 | 200 < t ≤ 500 | 500 < t ≤ 1000 | 1000 < t ≤ 5000 | 5000 < t ≤ 60000
80 ≤ u < 90 | 0 | 0 | 0 | 0 | 0 | 0
70 ≤ u < 80 | 0 | 0 | 0 | 0 | 0 | 0
40 ≤ u < 70 | 0 | 0 | 0 | 0 | 0 | 0
5 ≤ u < 40 | 0 | 0 | 0 | 0 | 0 | 0
u < 5 | 0 | 0 | 0 | 0 | 0 | 0
Total | 0 | 0 | 0 | 0 | 0 | 0
ONE011(PT 11 ONESTI)¦ meter SN:1009141000000293
Tensiune reziduală u% | Durata t ms |  |  |  |  | Total
| 10 < t ≤ 200 | 200 < t ≤ 500 | 500 < t ≤ 1000 | 1000 < t ≤ 5000 | 5000 < t ≤ 60000
80 ≤ u < 90 | 0 | 0 | 0 | 0 | 0 | 0
70 ≤ u < 80 | 0 | 0 | 0 | 0 | 0 | 0
40 ≤ u < 70 | 0 | 0 | 0 | 0 | 0 | 0
5 ≤ u < 40 | 0 | 0 | 0 | 0 | 0 | 0
u < 5 | 0 | 0 | 0 | 0 | 0 | 0
Total | 0 | 0 | 0 | 0 | 0 | 0
ONE016(PT 16 ONESTI)¦ meter SN:1009151000001408
Tensiune reziduală u% | Durata t ms |  |  |  |  | Total
| 10 < t ≤ 200 | 200 < t ≤ 500 | 500 < t ≤ 1000 | 1000 < t ≤ 5000 | 5000 < t ≤ 60000
80 ≤ u < 90 | 0 | 0 | 0 | 0 | 0 | 0
70 ≤ u < 80 | 0 | 0 | 0 | 0 | 0 | 0
40 ≤ u < 70 | 0 | 0 | 0 | 0 | 0 | 0
5 ≤ u < 40 | 0 | 0 | 0 | 0 | 0 | 0
u < 5 | 0 | 0 | 0 | 0 | 0 | 0
Total | 0 | 0 | 0 | 0 | 0 | 0
ONE019(PT 19 ONESTI)¦ meter SN:1009141000000340
Tensiune reziduală u% | Durata t ms |  |  |  |  | Total
| 10 < t ≤ 200 | 200 < t ≤ 500 | 500 < t ≤ 1000 | 1000 < t ≤ 5000 | 5000 < t ≤ 60000
80 ≤ u < 90 | 0 | 0 | 0 | 0 | 0 | 0
70 ≤ u < 80 | 0 | 0 | 0 | 0 | 0 | 0
40 ≤ u < 70 | 0 | 0 | 0 | 0 | 0 | 0
5 ≤ u < 40 | 0 | 0 | 0 | 0 | 0 | 0
u < 5 | 0 | 0 | 0 | 0 | 0 | 0
Total | 0 | 0 | 0 | 0 | 0 | 0
ONE020(PT 20 ONESTI)¦ meter SN:1009141000000478
Tensiune reziduală u% | Durata t ms |  |  |  |  | Total
| 10 < t ≤ 200 | 200 < t ≤ 500 | 500 < t ≤ 1000 | 1000 < t ≤ 5000 | 5000 < t ≤ 60000
80 ≤ u < 90 | 0 | 0 | 0 | 0 | 0 | 0
70 ≤ u < 80 | 0 | 0 | 0 | 0 | 0 | 0
40 ≤ u < 70 | 0 | 0 | 0 | 0 | 0 | 0
5 ≤ u < 40 | 0 | 0 | 0 | 0 | 0 | 0
u < 5 | 0 | 0 | 0 | 0 | 0 | 0
Total | 0 | 0 | 0 | 0 | 0 | 0
ONE021(PT 21 ONESTI)¦ meter SN:1009141000000756
Tensiune reziduală u% | Durata t ms |  |  |  |  | Total
| 10 < t ≤ 200 | 200 < t ≤ 500 | 500 < t ≤ 1000 | 1000 < t ≤ 5000 | 5000 < t ≤ 60000
80 ≤ u < 90 | 0 | 0 | 0 | 0 | 0 | 0
70 ≤ u < 80 | 0 | 0 | 0 | 0 | 0 | 0
40 ≤ u < 70 | 0 | 0 | 0 | 0 | 0 | 0
5 ≤ u < 40 | 0 | 0 | 0 | 0 | 0 | 0
u < 5 | 0 | 0 | 0 | 0 | 0 | 0
Total | 0 | 0 | 0 | 0 | 0 | 0
ONE025(PT 25 ONESTI)¦ meter SN:1009141000000318
Tensiune reziduală u% | Durata t ms |  |  |  |  | Total
| 10 < t ≤ 200 | 200 < t ≤ 500 | 500 < t ≤ 1000 | 1000 < t ≤ 5000 | 5000 < t ≤ 60000
80 ≤ u < 90 | 0 | 0 | 0 | 0 | 0 | 0
70 ≤ u < 80 | 0 | 0 | 0 | 0 | 0 | 0
40 ≤ u < 70 | 0 | 0 | 0 | 0 | 0 | 0
5 ≤ u < 40 | 0 | 0 | 0 | 0 | 0 | 0
u < 5 | 0 | 0 | 0 | 0 | 0 | 0
Total | 0 | 0 | 0 | 0 | 0 | 0
ONE027(PT 27 ONESTI)¦ meter SN:1009141000000632
Tensiune reziduală u% | Durata t ms |  |  |  |  | Total
| 10 < t ≤ 200 | 200 < t ≤ 500 | 500 < t ≤ 1000 | 1000 < t ≤ 5000 | 5000 < t ≤ 60000
80 ≤ u < 90 | 0 | 0 | 0 | 0 | 0 | 0
70 ≤ u < 80 | 0 | 0 | 0 | 0 | 0 | 0
40 ≤ u < 70 | 0 | 0 | 0 | 0 | 0 | 0
5 ≤ u < 40 | 0 | 0 | 0 | 0 | 0 | 0
u < 5 | 0 | 0 | 0 | 0 | 0 | 0
Total | 0 | 0 | 0 | 0 | 0 | 0
ONE036(PTCZ 36 ONESTI POMPE APA CUCIUR)¦ meter SN:1009151000002388
Tensiune reziduală u% | Durata t ms |  |  |  |  | Total
| 10 < t ≤ 200 | 200 < t ≤ 500 | 500 < t ≤ 1000 | 1000 < t ≤ 5000 | 5000 < t ≤ 60000
80 ≤ u < 90 | 0 | 0 | 0 | 0 | 0 | 0
70 ≤ u < 80 | 0 | 0 | 0 | 0 | 0 | 0
40 ≤ u < 70 | 0 | 0 | 0 | 0 | 0 | 0
5 ≤ u < 40 | 0 | 0 | 0 | 0 | 0 | 0
u < 5 | 0 | 0 | 0 | 0 | 0 | 0
Total | 0 | 0 | 0 | 0 | 0 | 0
ONE044(PT 44 ONESTI)¦ meter SN:1009141000000194
Tensiune reziduală u% | Durata t ms |  |  |  |  | Total
| 10 < t ≤ 200 | 200 < t ≤ 500 | 500 < t ≤ 1000 | 1000 < t ≤ 5000 | 5000 < t ≤ 60000
80 ≤ u < 90 | 0 | 0 | 0 | 0 | 0 | 0
70 ≤ u < 80 | 0 | 0 | 0 | 0 | 0 | 0
40 ≤ u < 70 | 0 | 0 | 0 | 0 | 0 | 0
5 ≤ u < 40 | 0 | 0 | 0 | 0 | 0 | 0
u < 5 | 0 | 0 | 0 | 0 | 0 | 0
Total | 0 | 0 | 0 | 0 | 0 | 0
ONE044(PT 44 ONESTI)¦ meter SN:1009151000001420
Tensiune reziduală u% | Durata t ms |  |  |  |  | Total
| 10 < t ≤ 200 | 200 < t ≤ 500 | 500 < t ≤ 1000 | 1000 < t ≤ 5000 | 5000 < t ≤ 60000
80 ≤ u < 90 | 0 | 0 | 0 | 0 | 0 | 0
70 ≤ u < 80 | 0 | 0 | 0 | 0 | 0 | 0
40 ≤ u < 70 | 0 | 0 | 0 | 0 | 0 | 0
5 ≤ u < 40 | 0 | 0 | 0 | 0 | 0 | 0
u < 5 | 0 | 0 | 0 | 0 | 0 | 0
Total | 0 | 0 | 0 | 0 | 0 | 0
ONE046(PT 46 ONESTI)¦ meter SN:1009141000000702
Tensiune reziduală u% | Durata t ms |  |  |  |  | Total
| 10 < t ≤ 200 | 200 < t ≤ 500 | 500 < t ≤ 1000 | 1000 < t ≤ 5000 | 5000 < t ≤ 60000
80 ≤ u < 90 | 0 | 0 | 0 | 0 | 0 | 0
70 ≤ u < 80 | 0 | 0 | 0 | 0 | 0 | 0
40 ≤ u < 70 | 0 | 0 | 0 | 0 | 0 | 0
5 ≤ u < 40 | 0 | 0 | 0 | 0 | 0 | 0
u < 5 | 0 | 0 | 0 | 0 | 0 | 0
Total | 0 | 0 | 0 | 0 | 0 | 0
ONE055(PT 55 ONESTI)¦ meter SN:1009141000000106
Tensiune reziduală u% | Durata t ms |  |  |  |  | Total
| 10 < t ≤ 200 | 200 < t ≤ 500 | 500 < t ≤ 1000 | 1000 < t ≤ 5000 | 5000 < t ≤ 60000
80 ≤ u < 90 | 0 | 0 | 0 | 0 | 0 | 0
70 ≤ u < 80 | 0 | 0 | 0 | 0 | 0 | 0
40 ≤ u < 70 | 0 | 0 | 0 | 0 | 0 | 0
5 ≤ u < 40 | 0 | 0 | 0 | 0 | 0 | 0
u < 5 | 0 | 0 | 0 | 0 | 0 | 0
Total | 0 | 0 | 0 | 0 | 0 | 0
ONE063(PTA 63 ONESTI)¦ meter SN:1009141000000077
Tensiune reziduală u% | Durata t ms |  |  |  |  | Total
| 10 < t ≤ 200 | 200 < t ≤ 500 | 500 < t ≤ 1000 | 1000 < t ≤ 5000 | 5000 < t ≤ 60000
80 ≤ u < 90 | 0 | 0 | 0 | 0 | 0 | 0
70 ≤ u < 80 | 0 | 0 | 0 | 0 | 0 | 0
40 ≤ u < 70 | 0 | 0 | 0 | 0 | 0 | 0
5 ≤ u < 40 | 0 | 0 | 0 | 0 | 0 | 0
u < 5 | 0 | 0 | 0 | 0 | 0 | 0
Total | 0 | 0 | 0 | 0 | 0 | 0
ONE094(PTA 94 SMA ONESTI)¦ meter SN:1009151000002503
Tensiune reziduală u% | Durata t ms |  |  |  |  | Total
| 10 < t ≤ 200 | 200 < t ≤ 500 | 500 < t ≤ 1000 | 1000 < t ≤ 5000 | 5000 < t ≤ 60000
80 ≤ u < 90 | 0 | 0 | 0 | 0 | 0 | 0
70 ≤ u < 80 | 0 | 0 | 0 | 0 | 0 | 0
40 ≤ u < 70 | 0 | 0 | 0 | 0 | 0 | 0
5 ≤ u < 40 | 0 | 0 | 0 | 0 | 0 | 0
u < 5 | 0 | 0 | 0 | 0 | 0 | 0
Total | 0 | 0 | 0 | 0 | 0 | 0
ORAS01(PTA 1 ORASA)¦ meter SN:1009141000000257
Tensiune reziduală u% | Durata t ms |  |  |  |  | Total
| 10 < t ≤ 200 | 200 < t ≤ 500 | 500 < t ≤ 1000 | 1000 < t ≤ 5000 | 5000 < t ≤ 60000
80 ≤ u < 90 | 0 | 0 | 0 | 0 | 0 | 0
70 ≤ u < 80 | 0 | 0 | 0 | 0 | 0 | 0
40 ≤ u < 70 | 0 | 0 | 0 | 0 | 0 | 0
5 ≤ u < 40 | 0 | 0 | 0 | 0 | 0 | 0
u < 5 | 0 | 0 | 0 | 0 | 0 | 0
Total | 0 | 0 | 0 | 0 | 0 | 0
PARV01(PTA 1 PARVULESTI)¦ meter SN:1009141000000216
Tensiune reziduală u% | Durata t ms |  |  |  |  | Total
| 10 < t ≤ 200 | 200 < t ≤ 500 | 500 < t ≤ 1000 | 1000 < t ≤ 5000 | 5000 < t ≤ 60000
80 ≤ u < 90 | 0 | 0 | 0 | 0 | 0 | 0
70 ≤ u < 80 | 0 | 0 | 0 | 0 | 0 | 0
40 ≤ u < 70 | 0 | 0 | 0 | 0 | 0 | 0
5 ≤ u < 40 | 0 | 0 | 0 | 0 | 0 | 0
u < 5 | 0 | 0 | 0 | 0 | 0 | 0
Total | 0 | 0 | 0 | 0 | 0 | 0
PARV02(PTA 2 PARVULESTI)¦ meter SN:1009141000000282
Tensiune reziduală u% | Durata t ms |  |  |  |  | Total
| 10 < t ≤ 200 | 200 < t ≤ 500 | 500 < t ≤ 1000 | 1000 < t ≤ 5000 | 5000 < t ≤ 60000
80 ≤ u < 90 | 0 | 0 | 0 | 0 | 0 | 0
70 ≤ u < 80 | 0 | 0 | 0 | 0 | 0 | 0
40 ≤ u < 70 | 0 | 0 | 0 | 0 | 0 | 0
5 ≤ u < 40 | 0 | 0 | 0 | 0 | 0 | 0
u < 5 | 0 | 0 | 0 | 0 | 0 | 0
Total | 0 | 0 | 0 | 0 | 0 | 0
PARV03(PTA 3 PARVULESTI)¦ meter SN:1009141000000226
Tensiune reziduală u% | Durata t ms |  |  |  |  | Total
| 10 < t ≤ 200 | 200 < t ≤ 500 | 500 < t ≤ 1000 | 1000 < t ≤ 5000 | 5000 < t ≤ 60000
80 ≤ u < 90 | 0 | 0 | 0 | 0 | 0 | 0
70 ≤ u < 80 | 0 | 0 | 0 | 0 | 0 | 0
40 ≤ u < 70 | 0 | 0 | 0 | 0 | 0 | 0
5 ≤ u < 40 | 0 | 0 | 0 | 0 | 0 | 0
u < 5 | 0 | 0 | 0 | 0 | 0 | 0
Total | 0 | 0 | 0 | 0 | 0 | 0
PARV04(PTA 4 PARVULESTI)¦ meter SN:1009141000000281
Tensiune reziduală u% | Durata t ms |  |  |  |  | Total
| 10 < t ≤ 200 | 200 < t ≤ 500 | 500 < t ≤ 1000 | 1000 < t ≤ 5000 | 5000 < t ≤ 60000
80 ≤ u < 90 | 0 | 0 | 0 | 0 | 0 | 0
70 ≤ u < 80 | 0 | 0 | 0 | 0 | 0 | 0
40 ≤ u < 70 | 0 | 0 | 0 | 0 | 0 | 0
5 ≤ u < 40 | 0 | 0 | 0 | 0 | 0 | 0
u < 5 | 0 | 0 | 0 | 0 | 0 | 0
Total | 0 | 0 | 0 | 0 | 0 | 0
PIAN01(PTA 1 POIANA LIVEZI)¦ meter SN:1009141000000567
Tensiune reziduală u% | Durata t ms |  |  |  |  | Total
| 10 < t ≤ 200 | 200 < t ≤ 500 | 500 < t ≤ 1000 | 1000 < t ≤ 5000 | 5000 < t ≤ 60000
80 ≤ u < 90 | 0 | 0 | 0 | 0 | 0 | 0
70 ≤ u < 80 | 0 | 0 | 0 | 0 | 0 | 0
40 ≤ u < 70 | 0 | 0 | 0 | 0 | 0 | 0
5 ≤ u < 40 | 0 | 0 | 0 | 0 | 0 | 0
u < 5 | 0 | 0 | 0 | 0 | 0 | 0
Total | 0 | 0 | 0 | 0 | 0 | 0
PIAN02(PTA 2 POIANA LIVEZI)¦ meter SN:1009141000001111
Tensiune reziduală u% | Durata t ms |  |  |  |  | Total
| 10 < t ≤ 200 | 200 < t ≤ 500 | 500 < t ≤ 1000 | 1000 < t ≤ 5000 | 5000 < t ≤ 60000
80 ≤ u < 90 | 0 | 0 | 0 | 0 | 0 | 0
70 ≤ u < 80 | 0 | 0 | 0 | 0 | 0 | 0
40 ≤ u < 70 | 0 | 0 | 0 | 0 | 0 | 0
5 ≤ u < 40 | 0 | 0 | 0 | 0 | 0 | 0
u < 5 | 0 | 0 | 0 | 0 | 0 | 0
Total | 0 | 0 | 0 | 0 | 0 | 0
POSA01(PTA 1 POIANA SARATA)¦ meter SN:1009141000000295
Tensiune reziduală u% | Durata t ms |  |  |  |  | Total
| 10 < t ≤ 200 | 200 < t ≤ 500 | 500 < t ≤ 1000 | 1000 < t ≤ 5000 | 5000 < t ≤ 60000
80 ≤ u < 90 | 0 | 0 | 0 | 0 | 0 | 0
70 ≤ u < 80 | 0 | 0 | 0 | 0 | 0 | 0
40 ≤ u < 70 | 0 | 0 | 0 | 0 | 0 | 0
5 ≤ u < 40 | 0 | 0 | 0 | 0 | 0 | 0
u < 5 | 0 | 0 | 0 | 0 | 0 | 0
Total | 0 | 0 | 0 | 0 | 0 | 0
POSA02(PTA 2 POIANA SARATA)¦ meter SN:1009141000000530
Tensiune reziduală u% | Durata t ms |  |  |  |  | Total
| 10 < t ≤ 200 | 200 < t ≤ 500 | 500 < t ≤ 1000 | 1000 < t ≤ 5000 | 5000 < t ≤ 60000
80 ≤ u < 90 | 0 | 0 | 0 | 0 | 0 | 0
70 ≤ u < 80 | 0 | 0 | 0 | 0 | 0 | 0
40 ≤ u < 70 | 0 | 0 | 0 | 0 | 0 | 0
5 ≤ u < 40 | 0 | 0 | 0 | 0 | 0 | 0
u < 5 | 0 | 0 | 0 | 0 | 0 | 0
Total | 0 | 0 | 0 | 0 | 0 | 0
POSA03(PTA 3 POIANA SARATA)¦ meter SN:1009141000000872
Tensiune reziduală u% | Durata t ms |  |  |  |  | Total
| 10 < t ≤ 200 | 200 < t ≤ 500 | 500 < t ≤ 1000 | 1000 < t ≤ 5000 | 5000 < t ≤ 60000
80 ≤ u < 90 | 0 | 0 | 0 | 0 | 0 | 0
70 ≤ u < 80 | 0 | 0 | 0 | 0 | 0 | 0
40 ≤ u < 70 | 0 | 0 | 0 | 0 | 0 | 0
5 ≤ u < 40 | 0 | 0 | 0 | 0 | 0 | 0
u < 5 | 0 | 0 | 0 | 0 | 0 | 0
Total | 0 | 0 | 0 | 0 | 0 | 0
POSA05(PTA CAMPING POIANA SARATA)¦ meter SN:1009151000002472
Tensiune reziduală u% | Durata t ms |  |  |  |  | Total
| 10 < t ≤ 200 | 200 < t ≤ 500 | 500 < t ≤ 1000 | 1000 < t ≤ 5000 | 5000 < t ≤ 60000
80 ≤ u < 90 | 0 | 0 | 0 | 0 | 0 | 0
70 ≤ u < 80 | 0 | 0 | 0 | 0 | 0 | 0
40 ≤ u < 70 | 0 | 0 | 0 | 0 | 0 | 0
5 ≤ u < 40 | 0 | 0 | 0 | 0 | 0 | 0
u < 5 | 0 | 0 | 0 | 0 | 0 | 0
Total | 0 | 0 | 0 | 0 | 0 | 0
POSA06(PTA TABARA ELEVI POIANA SARATA)¦ meter SN:1009151000001355
Tensiune reziduală u% | Durata t ms |  |  |  |  | Total
| 10 < t ≤ 200 | 200 < t ≤ 500 | 500 < t ≤ 1000 | 1000 < t ≤ 5000 | 5000 < t ≤ 60000
80 ≤ u < 90 | 0 | 0 | 0 | 0 | 0 | 0
70 ≤ u < 80 | 0 | 0 | 0 | 0 | 0 | 0
40 ≤ u < 70 | 0 | 0 | 0 | 0 | 0 | 0
5 ≤ u < 40 | 0 | 0 | 0 | 0 | 0 | 0
u < 5 | 0 | 0 | 0 | 0 | 0 | 0
Total | 0 | 0 | 0 | 0 | 0 | 0
PRAL01(PTA 1 PRAJOAIA)¦ meter SN:1009141000000115
Tensiune reziduală u% | Durata t ms |  |  |  |  | Total
| 10 < t ≤ 200 | 200 < t ≤ 500 | 500 < t ≤ 1000 | 1000 < t ≤ 5000 | 5000 < t ≤ 60000
80 ≤ u < 90 | 0 | 0 | 0 | 0 | 0 | 0
70 ≤ u < 80 | 0 | 0 | 0 | 0 | 0 | 0
40 ≤ u < 70 | 0 | 0 | 0 | 0 | 0 | 0
5 ≤ u < 40 | 0 | 0 | 0 | 0 | 0 | 0
u < 5 | 0 | 0 | 0 | 0 | 0 | 0
Total | 0 | 0 | 0 | 0 | 0 | 0
SAND01(PTA 1 SANDULENI)¦ meter SN:1009141000000831
Tensiune reziduală u% | Durata t ms |  |  |  |  | Total
| 10 < t ≤ 200 | 200 < t ≤ 500 | 500 < t ≤ 1000 | 1000 < t ≤ 5000 | 5000 < t ≤ 60000
80 ≤ u < 90 | 0 | 0 | 0 | 0 | 0 | 0
70 ≤ u < 80 | 0 | 0 | 0 | 0 | 0 | 0
40 ≤ u < 70 | 0 | 0 | 0 | 0 | 0 | 0
5 ≤ u < 40 | 0 | 0 | 0 | 0 | 0 | 0
u < 5 | 0 | 0 | 0 | 0 | 0 | 0
Total | 0 | 0 | 0 | 0 | 0 | 0
SAND03(PTA 3 SANDULENI)¦ meter SN:1009141000000547
Tensiune reziduală u% | Durata t ms |  |  |  |  | Total
| 10 < t ≤ 200 | 200 < t ≤ 500 | 500 < t ≤ 1000 | 1000 < t ≤ 5000 | 5000 < t ≤ 60000
80 ≤ u < 90 | 0 | 0 | 0 | 0 | 0 | 0
70 ≤ u < 80 | 0 | 0 | 0 | 0 | 0 | 0
40 ≤ u < 70 | 0 | 0 | 0 | 0 | 0 | 0
5 ≤ u < 40 | 0 | 0 | 0 | 0 | 0 | 0
u < 5 | 0 | 0 | 0 | 0 | 0 | 0
Total | 0 | 0 | 0 | 0 | 0 | 0
SAND04(PTA 4 SANDULENI (IAS))¦ meter SN:1009151000001344
Tensiune reziduală u% | Durata t ms |  |  |  |  | Total
| 10 < t ≤ 200 | 200 < t ≤ 500 | 500 < t ≤ 1000 | 1000 < t ≤ 5000 | 5000 < t ≤ 60000
80 ≤ u < 90 | 0 | 0 | 0 | 0 | 0 | 0
70 ≤ u < 80 | 0 | 0 | 0 | 0 | 0 | 0
40 ≤ u < 70 | 0 | 0 | 0 | 0 | 0 | 0
5 ≤ u < 40 | 0 | 0 | 0 | 0 | 0 | 0
u < 5 | 0 | 0 | 0 | 0 | 0 | 0
Total | 0 | 0 | 0 | 0 | 0 | 0
SAND05(PTA 5 SANDULENI (SMA))¦ meter SN:1009141000000647
Tensiune reziduală u% | Durata t ms |  |  |  |  | Total
| 10 < t ≤ 200 | 200 < t ≤ 500 | 500 < t ≤ 1000 | 1000 < t ≤ 5000 | 5000 < t ≤ 60000
80 ≤ u < 90 | 0 | 0 | 0 | 0 | 0 | 0
70 ≤ u < 80 | 0 | 0 | 0 | 0 | 0 | 0
40 ≤ u < 70 | 0 | 0 | 0 | 0 | 0 | 0
5 ≤ u < 40 | 0 | 0 | 0 | 0 | 0 | 0
u < 5 | 0 | 0 | 0 | 0 | 0 | 0
Total | 0 | 0 | 0 | 0 | 0 | 0
SAND06(PTA 6 SANDULENI ORA)¦ meter SN:1009141000001214
Tensiune reziduală u% | Durata t ms |  |  |  |  | Total
| 10 < t ≤ 200 | 200 < t ≤ 500 | 500 < t ≤ 1000 | 1000 < t ≤ 5000 | 5000 < t ≤ 60000
80 ≤ u < 90 | 0 | 0 | 0 | 0 | 0 | 0
70 ≤ u < 80 | 0 | 0 | 0 | 0 | 0 | 0
40 ≤ u < 70 | 0 | 0 | 0 | 0 | 0 | 0
5 ≤ u < 40 | 0 | 0 | 0 | 0 | 0 | 0
u < 5 | 0 | 0 | 0 | 0 | 0 | 0
Total | 0 | 0 | 0 | 0 | 0 | 0
SAND08(PTA 8 SANDULENI)¦ meter SN:1009141000001200
Tensiune reziduală u% | Durata t ms |  |  |  |  | Total
| 10 < t ≤ 200 | 200 < t ≤ 500 | 500 < t ≤ 1000 | 1000 < t ≤ 5000 | 5000 < t ≤ 60000
80 ≤ u < 90 | 0 | 0 | 0 | 0 | 0 | 0
70 ≤ u < 80 | 0 | 0 | 0 | 0 | 0 | 0
40 ≤ u < 70 | 0 | 0 | 0 | 0 | 0 | 0
5 ≤ u < 40 | 0 | 0 | 0 | 0 | 0 | 0
u < 5 | 0 | 0 | 0 | 0 | 0 | 0
Total | 0 | 0 | 0 | 0 | 0 | 0
SAND10(PTA MOARA SANDULENI)¦ meter SN:1009151000002402
Tensiune reziduală u% | Durata t ms |  |  |  |  | Total
| 10 < t ≤ 200 | 200 < t ≤ 500 | 500 < t ≤ 1000 | 1000 < t ≤ 5000 | 5000 < t ≤ 60000
80 ≤ u < 90 | 0 | 0 | 0 | 0 | 0 | 0
70 ≤ u < 80 | 0 | 0 | 0 | 0 | 0 | 0
40 ≤ u < 70 | 0 | 0 | 0 | 0 | 0 | 0
5 ≤ u < 40 | 0 | 0 | 0 | 0 | 0 | 0
u < 5 | 0 | 0 | 0 | 0 | 0 | 0
Total | 0 | 0 | 0 | 0 | 0 | 0
SCRG01(PTA 1 SCARIGA)¦ meter SN:1009141000000073
Tensiune reziduală u% | Durata t ms |  |  |  |  | Total
| 10 < t ≤ 200 | 200 < t ≤ 500 | 500 < t ≤ 1000 | 1000 < t ≤ 5000 | 5000 < t ≤ 60000
80 ≤ u < 90 | 0 | 0 | 0 | 0 | 0 | 0
70 ≤ u < 80 | 0 | 0 | 0 | 0 | 0 | 0
40 ≤ u < 70 | 0 | 0 | 0 | 0 | 0 | 0
5 ≤ u < 40 | 0 | 0 | 0 | 0 | 0 | 0
u < 5 | 0 | 0 | 0 | 0 | 0 | 0
Total | 0 | 0 | 0 | 0 | 0 | 0
SCRG02(PTA 2 SCARIGA)¦ meter SN:1009141000000076
Tensiune reziduală u% | Durata t ms |  |  |  |  | Total
| 10 < t ≤ 200 | 200 < t ≤ 500 | 500 < t ≤ 1000 | 1000 < t ≤ 5000 | 5000 < t ≤ 60000
80 ≤ u < 90 | 0 | 0 | 0 | 0 | 0 | 0
70 ≤ u < 80 | 0 | 0 | 0 | 0 | 0 | 0
40 ≤ u < 70 | 0 | 0 | 0 | 0 | 0 | 0
5 ≤ u < 40 | 0 | 0 | 0 | 0 | 0 | 0
u < 5 | 0 | 0 | 0 | 0 | 0 | 0
Total | 0 | 0 | 0 | 0 | 0 | 0
SCTB01(PTA 1 SCUTARU PRIMARIA M CASIN)¦ meter SN:1009151000002122
Tensiune reziduală u% | Durata t ms |  |  |  |  | Total
| 10 < t ≤ 200 | 200 < t ≤ 500 | 500 < t ≤ 1000 | 1000 < t ≤ 5000 | 5000 < t ≤ 60000
80 ≤ u < 90 | 0 | 0 | 0 | 0 | 0 | 0
70 ≤ u < 80 | 0 | 0 | 0 | 0 | 0 | 0
40 ≤ u < 70 | 0 | 0 | 0 | 0 | 0 | 0
5 ≤ u < 40 | 0 | 0 | 0 | 0 | 0 | 0
u < 5 | 0 | 0 | 0 | 0 | 0 | 0
Total | 0 | 0 | 0 | 0 | 0 | 0
SLON01(PTA SLOBOZIA NOUA)¦ meter SN:1009141000001217
Tensiune reziduală u% | Durata t ms |  |  |  |  | Total
| 10 < t ≤ 200 | 200 < t ≤ 500 | 500 < t ≤ 1000 | 1000 < t ≤ 5000 | 5000 < t ≤ 60000
80 ≤ u < 90 | 0 | 0 | 0 | 0 | 0 | 0
70 ≤ u < 80 | 0 | 0 | 0 | 0 | 0 | 0
40 ≤ u < 70 | 0 | 0 | 0 | 0 | 0 | 0
5 ≤ u < 40 | 0 | 0 | 0 | 0 | 0 | 0
u < 5 | 0 | 0 | 0 | 0 | 0 | 0
Total | 0 | 0 | 0 | 0 | 0 | 0
STUF01(PT STUFUL)¦ meter SN:1009141000000562
Tensiune reziduală u% | Durata t ms |  |  |  |  | Total
| 10 < t ≤ 200 | 200 < t ≤ 500 | 500 < t ≤ 1000 | 1000 < t ≤ 5000 | 5000 < t ≤ 60000
80 ≤ u < 90 | 0 | 0 | 0 | 0 | 0 | 0
70 ≤ u < 80 | 0 | 0 | 0 | 0 | 0 | 0
40 ≤ u < 70 | 0 | 0 | 0 | 0 | 0 | 0
5 ≤ u < 40 | 0 | 0 | 0 | 0 | 0 | 0
u < 5 | 0 | 0 | 0 | 0 | 0 | 0
Total | 0 | 0 | 0 | 0 | 0 | 0
VRSS01(PT VERSESTI)¦ meter SN:1009141000000766
Tensiune reziduală u% | Durata t ms |  |  |  |  | Total
| 10 < t ≤ 200 | 200 < t ≤ 500 | 500 < t ≤ 1000 | 1000 < t ≤ 5000 | 5000 < t ≤ 60000
80 ≤ u < 90 | 0 | 0 | 0 | 0 | 0 | 0
70 ≤ u < 80 | 0 | 0 | 0 | 0 | 0 | 0
40 ≤ u < 70 | 0 | 0 | 0 | 0 | 0 | 0
5 ≤ u < 40 | 0 | 0 | 0 | 0 | 0 | 0
u < 5 | 0 | 0 | 0 | 0 | 0 | 0
Total | 0 | 0 | 0 | 0 | 0 | 0
DRGU01(PT 1 DRAGUSENI)¦ meter SN:1009151000001495
Tensiune reziduală u% | Durata t ms |  |  |  |  | Total
| 10 < t ≤ 200 | 200 < t ≤ 500 | 500 < t ≤ 1000 | 1000 < t ≤ 5000 | 5000 < t ≤ 60000
80 ≤ u < 90 | 0 | 0 | 0 | 0 | 0 | 0
70 ≤ u < 80 | 0 | 0 | 0 | 0 | 0 | 0
40 ≤ u < 70 | 0 | 0 | 0 | 0 | 0 | 0
5 ≤ u < 40 | 0 | 0 | 0 | 0 | 0 | 0
u < 5 | 0 | 0 | 0 | 0 | 0 | 0
Total | 0 | 0 | 0 | 0 | 0 | 0
BLCA01(PTA BILCA)¦ meter SN:1009141000000211
Tensiune reziduală u% | Durata t ms |  |  |  |  | Total
| 10 < t ≤ 200 | 200 < t ≤ 500 | 500 < t ≤ 1000 | 1000 < t ≤ 5000 | 5000 < t ≤ 60000
80 ≤ u < 90 | 0 | 0 | 0 | 0 | 0 | 0
70 ≤ u < 80 | 0 | 0 | 0 | 0 | 0 | 0
40 ≤ u < 70 | 0 | 0 | 0 | 0 | 0 | 0
5 ≤ u < 40 | 0 | 0 | 0 | 0 | 0 | 0
u < 5 | 0 | 0 | 0 | 0 | 0 | 0
Total | 0 | 0 | 0 | 0 | 0 | 0
BLID01(PTA 1 BLIDARI)¦ meter SN:1009141000001290
Tensiune reziduală u% | Durata t ms |  |  |  |  | Total
| 10 < t ≤ 200 | 200 < t ≤ 500 | 500 < t ≤ 1000 | 1000 < t ≤ 5000 | 5000 < t ≤ 60000
80 ≤ u < 90 | 0 | 0 | 0 | 0 | 0 | 0
70 ≤ u < 80 | 0 | 0 | 0 | 0 | 0 | 0
40 ≤ u < 70 | 0 | 0 | 0 | 0 | 0 | 0
5 ≤ u < 40 | 0 | 0 | 0 | 0 | 0 | 0
u < 5 | 0 | 0 | 0 | 0 | 0 | 0
Total | 0 | 0 | 0 | 0 | 0 | 0
BLID02(PTA 2 BLIDARI)¦ meter SN:1009141000000943
Tensiune reziduală u% | Durata t ms |  |  |  |  | Total
| 10 < t ≤ 200 | 200 < t ≤ 500 | 500 < t ≤ 1000 | 1000 < t ≤ 5000 | 5000 < t ≤ 60000
80 ≤ u < 90 | 0 | 0 | 0 | 0 | 0 | 0
70 ≤ u < 80 | 0 | 0 | 0 | 0 | 0 | 0
40 ≤ u < 70 | 0 | 0 | 0 | 0 | 0 | 0
5 ≤ u < 40 | 0 | 0 | 0 | 0 | 0 | 0
u < 5 | 0 | 0 | 0 | 0 | 0 | 0
Total | 0 | 0 | 0 | 0 | 0 | 0
BRSA01(PTA BORSANI)¦ meter SN:1009141000000416
Tensiune reziduală u% | Durata t ms |  |  |  |  | Total
| 10 < t ≤ 200 | 200 < t ≤ 500 | 500 < t ≤ 1000 | 1000 < t ≤ 5000 | 5000 < t ≤ 60000
80 ≤ u < 90 | 0 | 0 | 0 | 0 | 0 | 0
70 ≤ u < 80 | 0 | 0 | 0 | 0 | 0 | 0
40 ≤ u < 70 | 0 | 0 | 0 | 0 | 0 | 0
5 ≤ u < 40 | 0 | 0 | 0 | 0 | 0 | 0
u < 5 | 0 | 0 | 0 | 0 | 0 | 0
Total | 0 | 0 | 0 | 0 | 0 | 0
CAIU01(PTA 1 CAIUTI)¦ meter SN:1009141000000662
Tensiune reziduală u% | Durata t ms |  |  |  |  | Total
| 10 < t ≤ 200 | 200 < t ≤ 500 | 500 < t ≤ 1000 | 1000 < t ≤ 5000 | 5000 < t ≤ 60000
80 ≤ u < 90 | 0 | 0 | 0 | 0 | 0 | 0
70 ≤ u < 80 | 0 | 0 | 0 | 0 | 0 | 0
40 ≤ u < 70 | 0 | 0 | 0 | 0 | 0 | 0
5 ≤ u < 40 | 0 | 0 | 0 | 0 | 0 | 0
u < 5 | 0 | 0 | 0 | 0 | 0 | 0
Total | 0 | 0 | 0 | 0 | 0 | 0
CAIU02(PTA 2 CAIUTI)¦ meter SN:1009141000000514
Tensiune reziduală u% | Durata t ms |  |  |  |  | Total
| 10 < t ≤ 200 | 200 < t ≤ 500 | 500 < t ≤ 1000 | 1000 < t ≤ 5000 | 5000 < t ≤ 60000
80 ≤ u < 90 | 0 | 0 | 0 | 0 | 0 | 0
70 ≤ u < 80 | 0 | 0 | 0 | 0 | 0 | 0
40 ≤ u < 70 | 0 | 0 | 0 | 0 | 0 | 0
5 ≤ u < 40 | 0 | 0 | 0 | 0 | 0 | 0
u < 5 | 0 | 0 | 0 | 0 | 0 | 0
Total | 0 | 0 | 0 | 0 | 0 | 0
CAIU03(PTA 3 CAIUTI)¦ meter SN:1009141000000978
Tensiune reziduală u% | Durata t ms |  |  |  |  | Total
| 10 < t ≤ 200 | 200 < t ≤ 500 | 500 < t ≤ 1000 | 1000 < t ≤ 5000 | 5000 < t ≤ 60000
80 ≤ u < 90 | 0 | 0 | 0 | 0 | 0 | 0
70 ≤ u < 80 | 0 | 0 | 0 | 0 | 0 | 0
40 ≤ u < 70 | 0 | 0 | 0 | 0 | 0 | 0
5 ≤ u < 40 | 0 | 0 | 0 | 0 | 0 | 0
u < 5 | 0 | 0 | 0 | 0 | 0 | 0
Total | 0 | 0 | 0 | 0 | 0 | 0
CAIU04(PTA 4 CAIUTI)¦ meter SN:1009141000001011
Tensiune reziduală u% | Durata t ms |  |  |  |  | Total
| 10 < t ≤ 200 | 200 < t ≤ 500 | 500 < t ≤ 1000 | 1000 < t ≤ 5000 | 5000 < t ≤ 60000
80 ≤ u < 90 | 0 | 0 | 0 | 0 | 0 | 0
70 ≤ u < 80 | 0 | 0 | 0 | 0 | 0 | 0
40 ≤ u < 70 | 0 | 0 | 0 | 0 | 0 | 0
5 ≤ u < 40 | 0 | 0 | 0 | 0 | 0 | 0
u < 5 | 0 | 0 | 0 | 0 | 0 | 0
Total | 0 | 0 | 0 | 0 | 0 | 0
CAIU06(PTA CFR CAIUTI)¦ meter SN:1009141000000502
Tensiune reziduală u% | Durata t ms |  |  |  |  | Total
| 10 < t ≤ 200 | 200 < t ≤ 500 | 500 < t ≤ 1000 | 1000 < t ≤ 5000 | 5000 < t ≤ 60000
80 ≤ u < 90 | 0 | 0 | 0 | 0 | 0 | 0
70 ≤ u < 80 | 0 | 0 | 0 | 0 | 0 | 0
40 ≤ u < 70 | 0 | 0 | 0 | 0 | 0 | 0
5 ≤ u < 40 | 0 | 0 | 0 | 0 | 0 | 0
u < 5 | 0 | 0 | 0 | 0 | 0 | 0
Total | 0 | 0 | 0 | 0 | 0 | 0
COTO01(PTA 1 COTOFANESTI)¦ meter SN:1009141000000166
Tensiune reziduală u% | Durata t ms |  |  |  |  | Total
| 10 < t ≤ 200 | 200 < t ≤ 500 | 500 < t ≤ 1000 | 1000 < t ≤ 5000 | 5000 < t ≤ 60000
80 ≤ u < 90 | 0 | 0 | 0 | 0 | 0 | 0
70 ≤ u < 80 | 0 | 0 | 0 | 0 | 0 | 0
40 ≤ u < 70 | 0 | 0 | 0 | 0 | 0 | 0
5 ≤ u < 40 | 0 | 0 | 0 | 0 | 0 | 0
u < 5 | 0 | 0 | 0 | 0 | 0 | 0
Total | 0 | 0 | 0 | 0 | 0 | 0
COTO02(PTA 2 COTOFANESTI)¦ meter SN:1009141000001211
Tensiune reziduală u% | Durata t ms |  |  |  |  | Total
| 10 < t ≤ 200 | 200 < t ≤ 500 | 500 < t ≤ 1000 | 1000 < t ≤ 5000 | 5000 < t ≤ 60000
80 ≤ u < 90 | 0 | 0 | 0 | 0 | 0 | 0
70 ≤ u < 80 | 0 | 0 | 0 | 0 | 0 | 0
40 ≤ u < 70 | 0 | 0 | 0 | 0 | 0 | 0
5 ≤ u < 40 | 0 | 0 | 0 | 0 | 0 | 0
u < 5 | 0 | 0 | 0 | 0 | 0 | 0
Total | 0 | 0 | 0 | 0 | 0 | 0
CRNT01(PTA CORNATEL)¦ meter SN:1009141000000741
Tensiune reziduală u% | Durata t ms |  |  |  |  | Total
| 10 < t ≤ 200 | 200 < t ≤ 500 | 500 < t ≤ 1000 | 1000 < t ≤ 5000 | 5000 < t ≤ 60000
80 ≤ u < 90 | 0 | 0 | 0 | 0 | 0 | 0
70 ≤ u < 80 | 0 | 0 | 0 | 0 | 0 | 0
40 ≤ u < 70 | 0 | 0 | 0 | 0 | 0 | 0
5 ≤ u < 40 | 0 | 0 | 0 | 0 | 0 | 0
u < 5 | 0 | 0 | 0 | 0 | 0 | 0
Total | 0 | 0 | 0 | 0 | 0 | 0
MARC01(BALANTA PTA MARCESTI)¦ meter SN:1009141000000595
Tensiune reziduală u% | Durata t ms |  |  |  |  | Total
| 10 < t ≤ 200 | 200 < t ≤ 500 | 500 < t ≤ 1000 | 1000 < t ≤ 5000 | 5000 < t ≤ 60000
80 ≤ u < 90 | 0 | 0 | 0 | 0 | 0 | 0
70 ≤ u < 80 | 0 | 0 | 0 | 0 | 0 | 0
40 ≤ u < 70 | 0 | 0 | 0 | 0 | 0 | 0
5 ≤ u < 40 | 0 | 0 | 0 | 0 | 0 | 0
u < 5 | 0 | 0 | 0 | 0 | 0 | 0
Total | 0 | 0 | 0 | 0 | 0 | 0
POPC01(PTA 1 POPENI)¦ meter SN:1009141000001234
Tensiune reziduală u% | Durata t ms |  |  |  |  | Total
| 10 < t ≤ 200 | 200 < t ≤ 500 | 500 < t ≤ 1000 | 1000 < t ≤ 5000 | 5000 < t ≤ 60000
80 ≤ u < 90 | 0 | 0 | 0 | 0 | 0 | 0
70 ≤ u < 80 | 0 | 0 | 0 | 0 | 0 | 0
40 ≤ u < 70 | 0 | 0 | 0 | 0 | 0 | 0
5 ≤ u < 40 | 0 | 0 | 0 | 0 | 0 | 0
u < 5 | 0 | 0 | 0 | 0 | 0 | 0
Total | 0 | 0 | 0 | 0 | 0 | 0
POPC02(PTA 2 POPENI CAP)¦ meter SN:1009141000001270
Tensiune reziduală u% | Durata t ms |  |  |  |  | Total
| 10 < t ≤ 200 | 200 < t ≤ 500 | 500 < t ≤ 1000 | 1000 < t ≤ 5000 | 5000 < t ≤ 60000
80 ≤ u < 90 | 0 | 0 | 0 | 0 | 0 | 0
70 ≤ u < 80 | 0 | 0 | 0 | 0 | 0 | 0
40 ≤ u < 70 | 0 | 0 | 0 | 0 | 0 | 0
5 ≤ u < 40 | 0 | 0 | 0 | 0 | 0 | 0
u < 5 | 0 | 0 | 0 | 0 | 0 | 0
Total | 0 | 0 | 0 | 0 | 0 | 0
POPC03(PTA 3 POPENI POMPA APA)¦ meter SN:1009151000001613
Tensiune reziduală u% | Durata t ms |  |  |  |  | Total
| 10 < t ≤ 200 | 200 < t ≤ 500 | 500 < t ≤ 1000 | 1000 < t ≤ 5000 | 5000 < t ≤ 60000
80 ≤ u < 90 | 0 | 0 | 0 | 0 | 0 | 0
70 ≤ u < 80 | 0 | 0 | 0 | 0 | 0 | 0
40 ≤ u < 70 | 0 | 0 | 0 | 0 | 0 | 0
5 ≤ u < 40 | 0 | 0 | 0 | 0 | 0 | 0
u < 5 | 0 | 0 | 0 | 0 | 0 | 0
Total | 0 | 0 | 0 | 0 | 0 | 0
POPC04(PTA 4 POPENI)¦ meter SN:1009141000001223
Tensiune reziduală u% | Durata t ms |  |  |  |  | Total
| 10 < t ≤ 200 | 200 < t ≤ 500 | 500 < t ≤ 1000 | 1000 < t ≤ 5000 | 5000 < t ≤ 60000
80 ≤ u < 90 | 0 | 0 | 0 | 0 | 0 | 0
70 ≤ u < 80 | 0 | 0 | 0 | 0 | 0 | 0
40 ≤ u < 70 | 0 | 0 | 0 | 0 | 0 | 0
5 ≤ u < 40 | 0 | 0 | 0 | 0 | 0 | 0
u < 5 | 0 | 0 | 0 | 0 | 0 | 0
Total | 0 | 0 | 0 | 0 | 0 | 0
PRLE01(PTA 1 PRALEA)¦ meter SN:1009141000000477
Tensiune reziduală u% | Durata t ms |  |  |  |  | Total
| 10 < t ≤ 200 | 200 < t ≤ 500 | 500 < t ≤ 1000 | 1000 < t ≤ 5000 | 5000 < t ≤ 60000
80 ≤ u < 90 | 0 | 0 | 0 | 0 | 0 | 0
70 ≤ u < 80 | 0 | 0 | 0 | 0 | 0 | 0
40 ≤ u < 70 | 0 | 0 | 0 | 0 | 0 | 0
5 ≤ u < 40 | 0 | 0 | 0 | 0 | 0 | 0
u < 5 | 0 | 0 | 0 | 0 | 0 | 0
Total | 0 | 0 | 0 | 0 | 0 | 0
PRLE03(PTA 3 PRALEA)¦ meter SN:1009141000001207
Tensiune reziduală u% | Durata t ms |  |  |  |  | Total
| 10 < t ≤ 200 | 200 < t ≤ 500 | 500 < t ≤ 1000 | 1000 < t ≤ 5000 | 5000 < t ≤ 60000
80 ≤ u < 90 | 0 | 0 | 0 | 0 | 0 | 0
70 ≤ u < 80 | 0 | 0 | 0 | 0 | 0 | 0
40 ≤ u < 70 | 0 | 0 | 0 | 0 | 0 | 0
5 ≤ u < 40 | 0 | 0 | 0 | 0 | 0 | 0
u < 5 | 0 | 0 | 0 | 0 | 0 | 0
Total | 0 | 0 | 0 | 0 | 0 | 0
PRLE04(PTA 4 PRALEA)¦ meter SN:1009151000002062
Tensiune reziduală u% | Durata t ms |  |  |  |  | Total
| 10 < t ≤ 200 | 200 < t ≤ 500 | 500 < t ≤ 1000 | 1000 < t ≤ 5000 | 5000 < t ≤ 60000
80 ≤ u < 90 | 0 | 0 | 0 | 0 | 0 | 0
70 ≤ u < 80 | 0 | 0 | 0 | 0 | 0 | 0
40 ≤ u < 70 | 0 | 0 | 0 | 0 | 0 | 0
5 ≤ u < 40 | 0 | 0 | 0 | 0 | 0 | 0
u < 5 | 0 | 0 | 0 | 0 | 0 | 0
Total | 0 | 0 | 0 | 0 | 0 | 0
SLOU01(PT 1 SLOBOZIA URECHESTI)¦ meter SN:1009141000000896
Tensiune reziduală u% | Durata t ms |  |  |  |  | Total
| 10 < t ≤ 200 | 200 < t ≤ 500 | 500 < t ≤ 1000 | 1000 < t ≤ 5000 | 5000 < t ≤ 60000
80 ≤ u < 90 | 0 | 0 | 0 | 0 | 0 | 0
70 ≤ u < 80 | 0 | 0 | 0 | 0 | 0 | 0
40 ≤ u < 70 | 0 | 0 | 0 | 0 | 0 | 0
5 ≤ u < 40 | 0 | 0 | 0 | 0 | 0 | 0
u < 5 | 0 | 0 | 0 | 0 | 0 | 0
Total | 0 | 0 | 0 | 0 | 0 | 0
STNU01(PTA SATU NOU URECHESTI)¦ meter SN:1009141000001287
Tensiune reziduală u% | Durata t ms |  |  |  |  | Total
| 10 < t ≤ 200 | 200 < t ≤ 500 | 500 < t ≤ 1000 | 1000 < t ≤ 5000 | 5000 < t ≤ 60000
80 ≤ u < 90 | 0 | 0 | 0 | 0 | 0 | 0
70 ≤ u < 80 | 0 | 0 | 0 | 0 | 0 | 0
40 ≤ u < 70 | 0 | 0 | 0 | 0 | 0 | 0
5 ≤ u < 40 | 0 | 0 | 0 | 0 | 0 | 0
u < 5 | 0 | 0 | 0 | 0 | 0 | 0
Total | 0 | 0 | 0 | 0 | 0 | 0
UREC01(PTA 1 URECHESTI)¦ meter SN:1009141000000538
Tensiune reziduală u% | Durata t ms |  |  |  |  | Total
| 10 < t ≤ 200 | 200 < t ≤ 500 | 500 < t ≤ 1000 | 1000 < t ≤ 5000 | 5000 < t ≤ 60000
80 ≤ u < 90 | 0 | 0 | 0 | 0 | 0 | 0
70 ≤ u < 80 | 0 | 0 | 0 | 0 | 0 | 0
40 ≤ u < 70 | 0 | 0 | 0 | 0 | 0 | 0
5 ≤ u < 40 | 0 | 0 | 0 | 0 | 0 | 0
u < 5 | 0 | 0 | 0 | 0 | 0 | 0
Total | 0 | 0 | 0 | 0 | 0 | 0
UREC02(PTA 2 URECHESTI)¦ meter SN:1009141000000480
Tensiune reziduală u% | Durata t ms |  |  |  |  | Total
| 10 < t ≤ 200 | 200 < t ≤ 500 | 500 < t ≤ 1000 | 1000 < t ≤ 5000 | 5000 < t ≤ 60000
80 ≤ u < 90 | 0 | 0 | 0 | 0 | 0 | 0
70 ≤ u < 80 | 0 | 0 | 0 | 0 | 0 | 0
40 ≤ u < 70 | 0 | 0 | 0 | 0 | 0 | 0
5 ≤ u < 40 | 0 | 0 | 0 | 0 | 0 | 0
u < 5 | 0 | 0 | 0 | 0 | 0 | 0
Total | 0 | 0 | 0 | 0 | 0 | 0
UREC03(PTA 3 URECHESTI)¦ meter SN:1009141000000944
Tensiune reziduală u% | Durata t ms |  |  |  |  | Total
| 10 < t ≤ 200 | 200 < t ≤ 500 | 500 < t ≤ 1000 | 1000 < t ≤ 5000 | 5000 < t ≤ 60000
80 ≤ u < 90 | 0 | 0 | 0 | 0 | 0 | 0
70 ≤ u < 80 | 0 | 0 | 0 | 0 | 0 | 0
40 ≤ u < 70 | 0 | 0 | 0 | 0 | 0 | 0
5 ≤ u < 40 | 0 | 0 | 0 | 0 | 0 | 0
u < 5 | 0 | 0 | 0 | 0 | 0 | 0
Total | 0 | 0 | 0 | 0 | 0 | 0
SAND07(PT 7 SANDULENI (V. PRISACII))¦ meter SN:1009141000000859
Tensiune reziduală u% | Durata t ms |  |  |  |  | Total
| 10 < t ≤ 200 | 200 < t ≤ 500 | 500 < t ≤ 1000 | 1000 < t ≤ 5000 | 5000 < t ≤ 60000
80 ≤ u < 90 | 0 | 0 | 0 | 0 | 0 | 0
70 ≤ u < 80 | 0 | 0 | 0 | 0 | 0 | 0
40 ≤ u < 70 | 0 | 0 | 0 | 0 | 0 | 0
5 ≤ u < 40 | 0 | 0 | 0 | 0 | 0 | 0
u < 5 | 0 | 0 | 0 | 0 | 0 | 0
Total | 0 | 0 | 0 | 0 | 0 | 0
BOGT01(PTA BOGATA)¦ meter SN:1009141000000931
Tensiune reziduală u% | Durata t ms |  |  |  |  | Total
| 10 < t ≤ 200 | 200 < t ≤ 500 | 500 < t ≤ 1000 | 1000 < t ≤ 5000 | 5000 < t ≤ 60000
80 ≤ u < 90 | 0 | 0 | 0 | 0 | 0 | 0
70 ≤ u < 80 | 0 | 0 | 0 | 0 | 0 | 0
40 ≤ u < 70 | 0 | 0 | 0 | 0 | 0 | 0
5 ≤ u < 40 | 0 | 0 | 0 | 0 | 0 | 0
u < 5 | 0 | 0 | 0 | 0 | 0 | 0
Total | 0 | 0 | 0 | 0 | 0 | 0
CIRS01(PTA 1 CIRESOAIA)¦ meter SN:1009151000002771
Tensiune reziduală u% | Durata t ms |  |  |  |  | Total
| 10 < t ≤ 200 | 200 < t ≤ 500 | 500 < t ≤ 1000 | 1000 < t ≤ 5000 | 5000 < t ≤ 60000
80 ≤ u < 90 | 0 | 0 | 0 | 0 | 0 | 0
70 ≤ u < 80 | 0 | 0 | 0 | 0 | 0 | 0
40 ≤ u < 70 | 0 | 0 | 0 | 0 | 0 | 0
5 ≤ u < 40 | 0 | 0 | 0 | 0 | 0 | 0
u < 5 | 0 | 0 | 0 | 0 | 0 | 0
Total | 0 | 0 | 0 | 0 | 0 | 0
CIRS02(PTA 2 CIRESOAIA)¦ meter SN:1009141000001189
Tensiune reziduală u% | Durata t ms |  |  |  |  | Total
| 10 < t ≤ 200 | 200 < t ≤ 500 | 500 < t ≤ 1000 | 1000 < t ≤ 5000 | 5000 < t ≤ 60000
80 ≤ u < 90 | 0 | 0 | 0 | 0 | 0 | 0
70 ≤ u < 80 | 0 | 0 | 0 | 0 | 0 | 0
40 ≤ u < 70 | 0 | 0 | 0 | 0 | 0 | 0
5 ≤ u < 40 | 0 | 0 | 0 | 0 | 0 | 0
u < 5 | 0 | 0 | 0 | 0 | 0 | 0
Total | 0 | 0 | 0 | 0 | 0 | 0
CIRS03(PTA 3 CIRESOAIA)¦ meter SN:1009151000001412
Tensiune reziduală u% | Durata t ms |  |  |  |  | Total
| 10 < t ≤ 200 | 200 < t ≤ 500 | 500 < t ≤ 1000 | 1000 < t ≤ 5000 | 5000 < t ≤ 60000
80 ≤ u < 90 | 0 | 0 | 0 | 0 | 0 | 0
70 ≤ u < 80 | 0 | 0 | 0 | 0 | 0 | 0
40 ≤ u < 70 | 0 | 0 | 0 | 0 | 0 | 0
5 ≤ u < 40 | 0 | 0 | 0 | 0 | 0 | 0
u < 5 | 0 | 0 | 0 | 0 | 0 | 0
Total | 0 | 0 | 0 | 0 | 0 | 0
CRDC01(PTA 1 CERDAC)¦ meter SN:1009151000002766
Tensiune reziduală u% | Durata t ms |  |  |  |  | Total
| 10 < t ≤ 200 | 200 < t ≤ 500 | 500 < t ≤ 1000 | 1000 < t ≤ 5000 | 5000 < t ≤ 60000
80 ≤ u < 90 | 0 | 0 | 0 | 0 | 0 | 0
70 ≤ u < 80 | 0 | 0 | 0 | 0 | 0 | 0
40 ≤ u < 70 | 0 | 0 | 0 | 0 | 0 | 0
5 ≤ u < 40 | 0 | 0 | 0 | 0 | 0 | 0
u < 5 | 0 | 0 | 0 | 0 | 0 | 0
Total | 0 | 0 | 0 | 0 | 0 | 0
CRDC02(PTA 2 CERDAC)¦ meter SN:1009141000000215
Tensiune reziduală u% | Durata t ms |  |  |  |  | Total
| 10 < t ≤ 200 | 200 < t ≤ 500 | 500 < t ≤ 1000 | 1000 < t ≤ 5000 | 5000 < t ≤ 60000
80 ≤ u < 90 | 0 | 0 | 0 | 0 | 0 | 0
70 ≤ u < 80 | 0 | 0 | 0 | 0 | 0 | 0
40 ≤ u < 70 | 0 | 0 | 0 | 0 | 0 | 0
5 ≤ u < 40 | 0 | 0 | 0 | 0 | 0 | 0
u < 5 | 0 | 0 | 0 | 0 | 0 | 0
Total | 0 | 0 | 0 | 0 | 0 | 0
CRDC03(PTA 3 CERDAC)¦ meter SN:1009151000002443
Tensiune reziduală u% | Durata t ms |  |  |  |  | Total
| 10 < t ≤ 200 | 200 < t ≤ 500 | 500 < t ≤ 1000 | 1000 < t ≤ 5000 | 5000 < t ≤ 60000
80 ≤ u < 90 | 0 | 0 | 0 | 0 | 0 | 0
70 ≤ u < 80 | 0 | 0 | 0 | 0 | 0 | 0
40 ≤ u < 70 | 0 | 0 | 0 | 0 | 0 | 0
5 ≤ u < 40 | 0 | 0 | 0 | 0 | 0 | 0
u < 5 | 0 | 0 | 0 | 0 | 0 | 0
Total | 0 | 0 | 0 | 0 | 0 | 0
CUCD03(PTA 3 CUCUIETI DOFTEANA)¦ meter SN:1009141000001151
Tensiune reziduală u% | Durata t ms |  |  |  |  | Total
| 10 < t ≤ 200 | 200 < t ≤ 500 | 500 < t ≤ 1000 | 1000 < t ≤ 5000 | 5000 < t ≤ 60000
80 ≤ u < 90 | 0 | 0 | 0 | 0 | 0 | 0
70 ≤ u < 80 | 0 | 0 | 0 | 0 | 0 | 0
40 ≤ u < 70 | 0 | 0 | 0 | 0 | 0 | 0
5 ≤ u < 40 | 0 | 0 | 0 | 0 | 0 | 0
u < 5 | 0 | 0 | 0 | 0 | 0 | 0
Total | 0 | 0 | 0 | 0 | 0 | 0
DOFT01(PTA 1 DOFTEANA)¦ meter SN:1009141000000237
Tensiune reziduală u% | Durata t ms |  |  |  |  | Total
| 10 < t ≤ 200 | 200 < t ≤ 500 | 500 < t ≤ 1000 | 1000 < t ≤ 5000 | 5000 < t ≤ 60000
80 ≤ u < 90 | 0 | 0 | 0 | 0 | 0 | 0
70 ≤ u < 80 | 0 | 0 | 0 | 0 | 0 | 0
40 ≤ u < 70 | 0 | 0 | 0 | 0 | 0 | 0
5 ≤ u < 40 | 0 | 0 | 0 | 0 | 0 | 0
u < 5 | 0 | 0 | 0 | 0 | 0 | 0
Total | 0 | 0 | 0 | 0 | 0 | 0
DOFT02(PTA 2 DOFTEANA)¦ meter SN:1009141000000948
Tensiune reziduală u% | Durata t ms |  |  |  |  | Total
| 10 < t ≤ 200 | 200 < t ≤ 500 | 500 < t ≤ 1000 | 1000 < t ≤ 5000 | 5000 < t ≤ 60000
80 ≤ u < 90 | 0 | 0 | 0 | 0 | 0 | 0
70 ≤ u < 80 | 0 | 0 | 0 | 0 | 0 | 0
40 ≤ u < 70 | 0 | 0 | 0 | 0 | 0 | 0
5 ≤ u < 40 | 0 | 0 | 0 | 0 | 0 | 0
u < 5 | 0 | 0 | 0 | 0 | 0 | 0
Total | 0 | 0 | 0 | 0 | 0 | 0
HAGH01(PTA 1 HAGHIAC)¦ meter SN:1009141000000839
Tensiune reziduală u% | Durata t ms |  |  |  |  | Total
| 10 < t ≤ 200 | 200 < t ≤ 500 | 500 < t ≤ 1000 | 1000 < t ≤ 5000 | 5000 < t ≤ 60000
80 ≤ u < 90 | 0 | 0 | 0 | 0 | 0 | 0
70 ≤ u < 80 | 0 | 0 | 0 | 0 | 0 | 0
40 ≤ u < 70 | 0 | 0 | 0 | 0 | 0 | 0
5 ≤ u < 40 | 0 | 0 | 0 | 0 | 0 | 0
u < 5 | 0 | 0 | 0 | 0 | 0 | 0
Total | 0 | 0 | 0 | 0 | 0 | 0
HAGH02(PTA 2 HAGHIAC)¦ meter SN:1009141000001187
Tensiune reziduală u% | Durata t ms |  |  |  |  | Total
| 10 < t ≤ 200 | 200 < t ≤ 500 | 500 < t ≤ 1000 | 1000 < t ≤ 5000 | 5000 < t ≤ 60000
80 ≤ u < 90 | 0 | 0 | 0 | 0 | 0 | 0
70 ≤ u < 80 | 0 | 0 | 0 | 0 | 0 | 0
40 ≤ u < 70 | 0 | 0 | 0 | 0 | 0 | 0
5 ≤ u < 40 | 0 | 0 | 0 | 0 | 0 | 0
u < 5 | 0 | 0 | 0 | 0 | 0 | 0
Total | 0 | 0 | 0 | 0 | 0 | 0
NICR01(PTA 1 NICORESTI)¦ meter SN:1009141000001088
Tensiune reziduală u% | Durata t ms |  |  |  |  | Total
| 10 < t ≤ 200 | 200 < t ≤ 500 | 500 < t ≤ 1000 | 1000 < t ≤ 5000 | 5000 < t ≤ 60000
80 ≤ u < 90 | 0 | 0 | 0 | 0 | 0 | 0
70 ≤ u < 80 | 0 | 0 | 0 | 0 | 0 | 0
40 ≤ u < 70 | 0 | 0 | 0 | 0 | 0 | 0
5 ≤ u < 40 | 0 | 0 | 0 | 0 | 0 | 0
u < 5 | 0 | 0 | 0 | 0 | 0 | 0
Total | 0 | 0 | 0 | 0 | 0 | 0
PABO01(PTA PARAU BOGHI)¦ meter SN:1009141000000631
Tensiune reziduală u% | Durata t ms |  |  |  |  | Total
| 10 < t ≤ 200 | 200 < t ≤ 500 | 500 < t ≤ 1000 | 1000 < t ≤ 5000 | 5000 < t ≤ 60000
80 ≤ u < 90 | 0 | 0 | 0 | 0 | 0 | 0
70 ≤ u < 80 | 0 | 0 | 0 | 0 | 0 | 0
40 ≤ u < 70 | 0 | 0 | 0 | 0 | 0 | 0
5 ≤ u < 40 | 0 | 0 | 0 | 0 | 0 | 0
u < 5 | 0 | 0 | 0 | 0 | 0 | 0
Total | 0 | 0 | 0 | 0 | 0 | 0
PCRI01(PTA PACURI)¦ meter SN:1009141000001145
Tensiune reziduală u% | Durata t ms |  |  |  |  | Total
| 10 < t ≤ 200 | 200 < t ≤ 500 | 500 < t ≤ 1000 | 1000 < t ≤ 5000 | 5000 < t ≤ 60000
80 ≤ u < 90 | 0 | 0 | 0 | 0 | 0 | 0
70 ≤ u < 80 | 0 | 0 | 0 | 0 | 0 | 0
40 ≤ u < 70 | 0 | 0 | 0 | 0 | 0 | 0
5 ≤ u < 40 | 0 | 0 | 0 | 0 | 0 | 0
u < 5 | 0 | 0 | 0 | 0 | 0 | 0
Total | 0 | 0 | 0 | 0 | 0 | 0
PINP01(PTA POENI (TG.OCNA))¦ meter SN:1009141000000573
Tensiune reziduală u% | Durata t ms |  |  |  |  | Total
| 10 < t ≤ 200 | 200 < t ≤ 500 | 500 < t ≤ 1000 | 1000 < t ≤ 5000 | 5000 < t ≤ 60000
80 ≤ u < 90 | 0 | 0 | 0 | 0 | 0 | 0
70 ≤ u < 80 | 0 | 0 | 0 | 0 | 0 | 0
40 ≤ u < 70 | 0 | 0 | 0 | 0 | 0 | 0
5 ≤ u < 40 | 0 | 0 | 0 | 0 | 0 | 0
u < 5 | 0 | 0 | 0 | 0 | 0 | 0
Total | 0 | 0 | 0 | 0 | 0 | 0
PIRG01(PTA PIRGARESTI)¦ meter SN:1009141000001274
Tensiune reziduală u% | Durata t ms |  |  |  |  | Total
| 10 < t ≤ 200 | 200 < t ≤ 500 | 500 < t ≤ 1000 | 1000 < t ≤ 5000 | 5000 < t ≤ 60000
80 ≤ u < 90 | 0 | 0 | 0 | 0 | 0 | 0
70 ≤ u < 80 | 0 | 0 | 0 | 0 | 0 | 0
40 ≤ u < 70 | 0 | 0 | 0 | 0 | 0 | 0
5 ≤ u < 40 | 0 | 0 | 0 | 0 | 0 | 0
u < 5 | 0 | 0 | 0 | 0 | 0 | 0
Total | 0 | 0 | 0 | 0 | 0 | 0
SLA001(PTA 1 SLANIC MOLD)¦ meter SN:1009151000001396
Tensiune reziduală u% | Durata t ms |  |  |  |  | Total
| 10 < t ≤ 200 | 200 < t ≤ 500 | 500 < t ≤ 1000 | 1000 < t ≤ 5000 | 5000 < t ≤ 60000
80 ≤ u < 90 | 0 | 0 | 0 | 0 | 0 | 0
70 ≤ u < 80 | 0 | 0 | 0 | 0 | 0 | 0
40 ≤ u < 70 | 0 | 0 | 0 | 0 | 0 | 0
5 ≤ u < 40 | 0 | 0 | 0 | 0 | 0 | 0
u < 5 | 0 | 0 | 0 | 0 | 0 | 0
Total | 0 | 0 | 0 | 0 | 0 | 0
SLA002(PTA 2 SLANIC MOLD POMPE APA)¦ meter SN:1009151000002070
Tensiune reziduală u% | Durata t ms |  |  |  |  | Total
| 10 < t ≤ 200 | 200 < t ≤ 500 | 500 < t ≤ 1000 | 1000 < t ≤ 5000 | 5000 < t ≤ 60000
80 ≤ u < 90 | 0 | 0 | 0 | 0 | 0 | 0
70 ≤ u < 80 | 0 | 0 | 0 | 0 | 0 | 0
40 ≤ u < 70 | 0 | 0 | 0 | 0 | 0 | 0
5 ≤ u < 40 | 0 | 0 | 0 | 0 | 0 | 0
u < 5 | 0 | 0 | 0 | 0 | 0 | 0
Total | 0 | 0 | 0 | 0 | 0 | 0
SLA005(PTA 5 SLANIC MOLD)¦ meter SN:1009141000001176
Tensiune reziduală u% | Durata t ms |  |  |  |  | Total
| 10 < t ≤ 200 | 200 < t ≤ 500 | 500 < t ≤ 1000 | 1000 < t ≤ 5000 | 5000 < t ≤ 60000
80 ≤ u < 90 | 0 | 0 | 0 | 0 | 0 | 0
70 ≤ u < 80 | 0 | 0 | 0 | 0 | 0 | 0
40 ≤ u < 70 | 0 | 0 | 0 | 0 | 0 | 0
5 ≤ u < 40 | 0 | 0 | 0 | 0 | 0 | 0
u < 5 | 0 | 0 | 0 | 0 | 0 | 0
Total | 0 | 0 | 0 | 0 | 0 | 0
SLA007(PTA 7 SLANIC MOLD)¦ meter SN:1009141000000399
Tensiune reziduală u% | Durata t ms |  |  |  |  | Total
| 10 < t ≤ 200 | 200 < t ≤ 500 | 500 < t ≤ 1000 | 1000 < t ≤ 5000 | 5000 < t ≤ 60000
80 ≤ u < 90 | 0 | 0 | 0 | 0 | 0 | 0
70 ≤ u < 80 | 0 | 0 | 0 | 0 | 0 | 0
40 ≤ u < 70 | 0 | 0 | 0 | 0 | 0 | 0
5 ≤ u < 40 | 0 | 0 | 0 | 0 | 0 | 0
u < 5 | 0 | 0 | 0 | 0 | 0 | 0
Total | 0 | 0 | 0 | 0 | 0 | 0
SLA008(PTA 8 SLANIC MOLD)¦ meter SN:1009151000001481
Tensiune reziduală u% | Durata t ms |  |  |  |  | Total
| 10 < t ≤ 200 | 200 < t ≤ 500 | 500 < t ≤ 1000 | 1000 < t ≤ 5000 | 5000 < t ≤ 60000
80 ≤ u < 90 | 0 | 0 | 0 | 0 | 0 | 0
70 ≤ u < 80 | 0 | 0 | 0 | 0 | 0 | 0
40 ≤ u < 70 | 0 | 0 | 0 | 0 | 0 | 0
5 ≤ u < 40 | 0 | 0 | 0 | 0 | 0 | 0
u < 5 | 0 | 0 | 0 | 0 | 0 | 0
Total | 0 | 0 | 0 | 0 | 0 | 0
SLA009(PTA 9 SLANIC MOLD)¦ meter SN:1009151000002063
Tensiune reziduală u% | Durata t ms |  |  |  |  | Total
| 10 < t ≤ 200 | 200 < t ≤ 500 | 500 < t ≤ 1000 | 1000 < t ≤ 5000 | 5000 < t ≤ 60000
80 ≤ u < 90 | 0 | 0 | 0 | 0 | 0 | 0
70 ≤ u < 80 | 0 | 0 | 0 | 0 | 0 | 0
40 ≤ u < 70 | 0 | 0 | 0 | 0 | 0 | 0
5 ≤ u < 40 | 0 | 0 | 0 | 0 | 0 | 0
u < 5 | 0 | 0 | 0 | 0 | 0 | 0
Total | 0 | 0 | 0 | 0 | 0 | 0
SLA010(PTA 10 SLANIC MOLD)¦ meter SN:1009141000001188
Tensiune reziduală u% | Durata t ms |  |  |  |  | Total
| 10 < t ≤ 200 | 200 < t ≤ 500 | 500 < t ≤ 1000 | 1000 < t ≤ 5000 | 5000 < t ≤ 60000
80 ≤ u < 90 | 0 | 0 | 0 | 0 | 0 | 0
70 ≤ u < 80 | 0 | 0 | 0 | 0 | 0 | 0
40 ≤ u < 70 | 0 | 0 | 0 | 0 | 0 | 0
5 ≤ u < 40 | 0 | 0 | 0 | 0 | 0 | 0
u < 5 | 0 | 0 | 0 | 0 | 0 | 0
Total | 0 | 0 | 0 | 0 | 0 | 0
SLA011(PTA 11 SLANIC MOLD.)¦ meter SN:1009141000001004
Tensiune reziduală u% | Durata t ms |  |  |  |  | Total
| 10 < t ≤ 200 | 200 < t ≤ 500 | 500 < t ≤ 1000 | 1000 < t ≤ 5000 | 5000 < t ≤ 60000
80 ≤ u < 90 | 0 | 0 | 0 | 0 | 0 | 0
70 ≤ u < 80 | 0 | 0 | 0 | 0 | 0 | 0
40 ≤ u < 70 | 0 | 0 | 0 | 0 | 0 | 0
5 ≤ u < 40 | 0 | 0 | 0 | 0 | 0 | 0
u < 5 | 0 | 0 | 0 | 0 | 0 | 0
Total | 0 | 0 | 0 | 0 | 0 | 0
STFM01(PTA 1 STEFAN VODA)¦ meter SN:1009141000001225
Tensiune reziduală u% | Durata t ms |  |  |  |  | Total
| 10 < t ≤ 200 | 200 < t ≤ 500 | 500 < t ≤ 1000 | 1000 < t ≤ 5000 | 5000 < t ≤ 60000
80 ≤ u < 90 | 0 | 0 | 0 | 0 | 0 | 0
70 ≤ u < 80 | 0 | 0 | 0 | 0 | 0 | 0
40 ≤ u < 70 | 0 | 0 | 0 | 0 | 0 | 0
5 ≤ u < 40 | 0 | 0 | 0 | 0 | 0 | 0
u < 5 | 0 | 0 | 0 | 0 | 0 | 0
Total | 0 | 0 | 0 | 0 | 0 | 0
STFM02(PTA 2 STEFAN VODA)¦ meter SN:1009141000001219
Tensiune reziduală u% | Durata t ms |  |  |  |  | Total
| 10 < t ≤ 200 | 200 < t ≤ 500 | 500 < t ≤ 1000 | 1000 < t ≤ 5000 | 5000 < t ≤ 60000
80 ≤ u < 90 | 0 | 0 | 0 | 0 | 0 | 0
70 ≤ u < 80 | 0 | 0 | 0 | 0 | 0 | 0
40 ≤ u < 70 | 0 | 0 | 0 | 0 | 0 | 0
5 ≤ u < 40 | 0 | 0 | 0 | 0 | 0 | 0
u < 5 | 0 | 0 | 0 | 0 | 0 | 0
Total | 0 | 0 | 0 | 0 | 0 | 0
STNP01(PTA 1 SATU NOU PIRG)¦ meter SN:1009141000000625
Tensiune reziduală u% | Durata t ms |  |  |  |  | Total
| 10 < t ≤ 200 | 200 < t ≤ 500 | 500 < t ≤ 1000 | 1000 < t ≤ 5000 | 5000 < t ≤ 60000
80 ≤ u < 90 | 0 | 0 | 0 | 0 | 0 | 0
70 ≤ u < 80 | 0 | 0 | 0 | 0 | 0 | 0
40 ≤ u < 70 | 0 | 0 | 0 | 0 | 0 | 0
5 ≤ u < 40 | 0 | 0 | 0 | 0 | 0 | 0
u < 5 | 0 | 0 | 0 | 0 | 0 | 0
Total | 0 | 0 | 0 | 0 | 0 | 0
STNP02(PTA 2 SATU NOU PIRG)¦ meter SN:1009141000000822
Tensiune reziduală u% | Durata t ms |  |  |  |  | Total
| 10 < t ≤ 200 | 200 < t ≤ 500 | 500 < t ≤ 1000 | 1000 < t ≤ 5000 | 5000 < t ≤ 60000
80 ≤ u < 90 | 0 | 0 | 0 | 0 | 0 | 0
70 ≤ u < 80 | 0 | 0 | 0 | 0 | 0 | 0
40 ≤ u < 70 | 0 | 0 | 0 | 0 | 0 | 0
5 ≤ u < 40 | 0 | 0 | 0 | 0 | 0 | 0
u < 5 | 0 | 0 | 0 | 0 | 0 | 0
Total | 0 | 0 | 0 | 0 | 0 | 0
STSL02(PTA 2 SATU NOU SLANIC)¦ meter SN:1009151000002396
Tensiune reziduală u% | Durata t ms |  |  |  |  | Total
| 10 < t ≤ 200 | 200 < t ≤ 500 | 500 < t ≤ 1000 | 1000 < t ≤ 5000 | 5000 < t ≤ 60000
80 ≤ u < 90 | 0 | 0 | 0 | 0 | 0 | 0
70 ≤ u < 80 | 0 | 0 | 0 | 0 | 0 | 0
40 ≤ u < 70 | 0 | 0 | 0 | 0 | 0 | 0
5 ≤ u < 40 | 0 | 0 | 0 | 0 | 0 | 0
u < 5 | 0 | 0 | 0 | 0 | 0 | 0
Total | 0 | 0 | 0 | 0 | 0 | 0
TOC001(PT 1 TG OCNA)¦ meter SN:1009141000001265
Tensiune reziduală u% | Durata t ms |  |  |  |  | Total
| 10 < t ≤ 200 | 200 < t ≤ 500 | 500 < t ≤ 1000 | 1000 < t ≤ 5000 | 5000 < t ≤ 60000
80 ≤ u < 90 | 0 | 0 | 0 | 0 | 0 | 0
70 ≤ u < 80 | 0 | 0 | 0 | 0 | 0 | 0
40 ≤ u < 70 | 0 | 0 | 0 | 0 | 0 | 0
5 ≤ u < 40 | 0 | 0 | 0 | 0 | 0 | 0
u < 5 | 0 | 0 | 0 | 0 | 0 | 0
Total | 0 | 0 | 0 | 0 | 0 | 0
TOC002(PT 2 TG OCNA)¦ meter SN:1009141000001153
Tensiune reziduală u% | Durata t ms |  |  |  |  | Total
| 10 < t ≤ 200 | 200 < t ≤ 500 | 500 < t ≤ 1000 | 1000 < t ≤ 5000 | 5000 < t ≤ 60000
80 ≤ u < 90 | 0 | 0 | 0 | 0 | 0 | 0
70 ≤ u < 80 | 0 | 0 | 0 | 0 | 0 | 0
40 ≤ u < 70 | 0 | 0 | 0 | 0 | 0 | 0
5 ≤ u < 40 | 0 | 0 | 0 | 0 | 0 | 0
u < 5 | 0 | 0 | 0 | 0 | 0 | 0
Total | 0 | 0 | 0 | 0 | 0 | 0
TOC003(PTA 3 TG OCNA (ABATOR))¦ meter SN:1009141000000977
Tensiune reziduală u% | Durata t ms |  |  |  |  | Total
| 10 < t ≤ 200 | 200 < t ≤ 500 | 500 < t ≤ 1000 | 1000 < t ≤ 5000 | 5000 < t ≤ 60000
80 ≤ u < 90 | 0 | 0 | 0 | 0 | 0 | 0
70 ≤ u < 80 | 0 | 0 | 0 | 0 | 0 | 0
40 ≤ u < 70 | 0 | 0 | 0 | 0 | 0 | 0
5 ≤ u < 40 | 0 | 0 | 0 | 0 | 0 | 0
u < 5 | 0 | 0 | 0 | 0 | 0 | 0
Total | 0 | 0 | 0 | 0 | 0 | 0
TOC004(PTA 4 TG OCNA)¦ meter SN:1009141000000823
Tensiune reziduală u% | Durata t ms |  |  |  |  | Total
| 10 < t ≤ 200 | 200 < t ≤ 500 | 500 < t ≤ 1000 | 1000 < t ≤ 5000 | 5000 < t ≤ 60000
80 ≤ u < 90 | 0 | 0 | 0 | 0 | 0 | 0
70 ≤ u < 80 | 0 | 0 | 0 | 0 | 0 | 0
40 ≤ u < 70 | 0 | 0 | 0 | 0 | 0 | 0
5 ≤ u < 40 | 0 | 0 | 0 | 0 | 0 | 0
u < 5 | 0 | 0 | 0 | 0 | 0 | 0
Total | 0 | 0 | 0 | 0 | 0 | 0
TOC005(PT 5 TG OCNA)¦ meter SN:1009141000000588
Tensiune reziduală u% | Durata t ms |  |  |  |  | Total
| 10 < t ≤ 200 | 200 < t ≤ 500 | 500 < t ≤ 1000 | 1000 < t ≤ 5000 | 5000 < t ≤ 60000
80 ≤ u < 90 | 0 | 0 | 0 | 0 | 0 | 0
70 ≤ u < 80 | 0 | 0 | 0 | 0 | 0 | 0
40 ≤ u < 70 | 0 | 0 | 0 | 0 | 0 | 0
5 ≤ u < 40 | 0 | 0 | 0 | 0 | 0 | 0
u < 5 | 0 | 0 | 0 | 0 | 0 | 0
Total | 0 | 0 | 0 | 0 | 0 | 0
TOC006(PTA 6 TG OCNA)¦ meter SN:1009151000001475
Tensiune reziduală u% | Durata t ms |  |  |  |  | Total
| 10 < t ≤ 200 | 200 < t ≤ 500 | 500 < t ≤ 1000 | 1000 < t ≤ 5000 | 5000 < t ≤ 60000
80 ≤ u < 90 | 0 | 0 | 0 | 0 | 0 | 0
70 ≤ u < 80 | 0 | 0 | 0 | 0 | 0 | 0
40 ≤ u < 70 | 0 | 0 | 0 | 0 | 0 | 0
5 ≤ u < 40 | 0 | 0 | 0 | 0 | 0 | 0
u < 5 | 0 | 0 | 0 | 0 | 0 | 0
Total | 0 | 0 | 0 | 0 | 0 | 0
TOC007(PTA 7 TG OCNA)¦ meter SN:1009141000001197
Tensiune reziduală u% | Durata t ms |  |  |  |  | Total
| 10 < t ≤ 200 | 200 < t ≤ 500 | 500 < t ≤ 1000 | 1000 < t ≤ 5000 | 5000 < t ≤ 60000
80 ≤ u < 90 | 0 | 0 | 0 | 0 | 0 | 0
70 ≤ u < 80 | 0 | 0 | 0 | 0 | 0 | 0
40 ≤ u < 70 | 0 | 0 | 0 | 0 | 0 | 0
5 ≤ u < 40 | 0 | 0 | 0 | 0 | 0 | 0
u < 5 | 0 | 0 | 0 | 0 | 0 | 0
Total | 0 | 0 | 0 | 0 | 0 | 0
TOC009(PTA 9 TG OCNA)¦ meter SN:1009151000001325
Tensiune reziduală u% | Durata t ms |  |  |  |  | Total
| 10 < t ≤ 200 | 200 < t ≤ 500 | 500 < t ≤ 1000 | 1000 < t ≤ 5000 | 5000 < t ≤ 60000
80 ≤ u < 90 | 0 | 0 | 0 | 0 | 0 | 0
70 ≤ u < 80 | 0 | 0 | 0 | 0 | 0 | 0
40 ≤ u < 70 | 0 | 0 | 0 | 0 | 0 | 0
5 ≤ u < 40 | 0 | 0 | 0 | 0 | 0 | 0
u < 5 | 0 | 0 | 0 | 0 | 0 | 0
Total | 0 | 0 | 0 | 0 | 0 | 0
TOC010(PTA 10 TG OCNA)¦ meter SN:1009141000000963
Tensiune reziduală u% | Durata t ms |  |  |  |  | Total
| 10 < t ≤ 200 | 200 < t ≤ 500 | 500 < t ≤ 1000 | 1000 < t ≤ 5000 | 5000 < t ≤ 60000
80 ≤ u < 90 | 0 | 0 | 0 | 0 | 0 | 0
70 ≤ u < 80 | 0 | 0 | 0 | 0 | 0 | 0
40 ≤ u < 70 | 0 | 0 | 0 | 0 | 0 | 0
5 ≤ u < 40 | 0 | 0 | 0 | 0 | 0 | 0
u < 5 | 0 | 0 | 0 | 0 | 0 | 0
Total | 0 | 0 | 0 | 0 | 0 | 0
TOC012(PTA 12 TG OCNA VILCELE)¦ meter SN:1009141000000841
Tensiune reziduală u% | Durata t ms |  |  |  |  | Total
| 10 < t ≤ 200 | 200 < t ≤ 500 | 500 < t ≤ 1000 | 1000 < t ≤ 5000 | 5000 < t ≤ 60000
80 ≤ u < 90 | 0 | 0 | 0 | 0 | 0 | 0
70 ≤ u < 80 | 0 | 0 | 0 | 0 | 0 | 0
40 ≤ u < 70 | 0 | 0 | 0 | 0 | 0 | 0
5 ≤ u < 40 | 0 | 0 | 0 | 0 | 0 | 0
u < 5 | 0 | 0 | 0 | 0 | 0 | 0
Total | 0 | 0 | 0 | 0 | 0 | 0
TOC013(PTA 13 TG OCNA)¦ meter SN:1009141000000975
Tensiune reziduală u% | Durata t ms |  |  |  |  | Total
| 10 < t ≤ 200 | 200 < t ≤ 500 | 500 < t ≤ 1000 | 1000 < t ≤ 5000 | 5000 < t ≤ 60000
80 ≤ u < 90 | 0 | 0 | 0 | 0 | 0 | 0
70 ≤ u < 80 | 0 | 0 | 0 | 0 | 0 | 0
40 ≤ u < 70 | 0 | 0 | 0 | 0 | 0 | 0
5 ≤ u < 40 | 0 | 0 | 0 | 0 | 0 | 0
u < 5 | 0 | 0 | 0 | 0 | 0 | 0
Total | 0 | 0 | 0 | 0 | 0 | 0
TOC014(PTA 14 TG OCNA CAP)¦ meter SN:1009141000001282
Tensiune reziduală u% | Durata t ms |  |  |  |  | Total
| 10 < t ≤ 200 | 200 < t ≤ 500 | 500 < t ≤ 1000 | 1000 < t ≤ 5000 | 5000 < t ≤ 60000
80 ≤ u < 90 | 0 | 0 | 0 | 0 | 0 | 0
70 ≤ u < 80 | 0 | 0 | 0 | 0 | 0 | 0
40 ≤ u < 70 | 0 | 0 | 0 | 0 | 0 | 0
5 ≤ u < 40 | 0 | 0 | 0 | 0 | 0 | 0
u < 5 | 0 | 0 | 0 | 0 | 0 | 0
Total | 0 | 0 | 0 | 0 | 0 | 0
TOC015(PTA 15 TG OCNA)¦ meter SN:1009141000001137
Tensiune reziduală u% | Durata t ms |  |  |  |  | Total
| 10 < t ≤ 200 | 200 < t ≤ 500 | 500 < t ≤ 1000 | 1000 < t ≤ 5000 | 5000 < t ≤ 60000
80 ≤ u < 90 | 0 | 0 | 0 | 0 | 0 | 0
70 ≤ u < 80 | 0 | 0 | 0 | 0 | 0 | 0
40 ≤ u < 70 | 0 | 0 | 0 | 0 | 0 | 0
5 ≤ u < 40 | 0 | 0 | 0 | 0 | 0 | 0
u < 5 | 0 | 0 | 0 | 0 | 0 | 0
Total | 0 | 0 | 0 | 0 | 0 | 0
TOC016(PTA 16 TG OCNA)¦ meter SN:1009141000000933
Tensiune reziduală u% | Durata t ms |  |  |  |  | Total
| 10 < t ≤ 200 | 200 < t ≤ 500 | 500 < t ≤ 1000 | 1000 < t ≤ 5000 | 5000 < t ≤ 60000
80 ≤ u < 90 | 0 | 0 | 0 | 0 | 0 | 0
70 ≤ u < 80 | 0 | 0 | 0 | 0 | 0 | 0
40 ≤ u < 70 | 0 | 0 | 0 | 0 | 0 | 0
5 ≤ u < 40 | 0 | 0 | 0 | 0 | 0 | 0
u < 5 | 0 | 0 | 0 | 0 | 0 | 0
Total | 0 | 0 | 0 | 0 | 0 | 0
TOC018(PTA 18 TG OCNA)¦ meter SN:1009141000001190
Tensiune reziduală u% | Durata t ms |  |  |  |  | Total
| 10 < t ≤ 200 | 200 < t ≤ 500 | 500 < t ≤ 1000 | 1000 < t ≤ 5000 | 5000 < t ≤ 60000
80 ≤ u < 90 | 0 | 0 | 0 | 0 | 0 | 0
70 ≤ u < 80 | 0 | 0 | 0 | 0 | 0 | 0
40 ≤ u < 70 | 0 | 0 | 0 | 0 | 0 | 0
5 ≤ u < 40 | 0 | 0 | 0 | 0 | 0 | 0
u < 5 | 0 | 0 | 0 | 0 | 0 | 0
Total | 0 | 0 | 0 | 0 | 0 | 0
TOC019(PT 19 TG OCNA)¦ meter SN:1009141000001256
Tensiune reziduală u% | Durata t ms |  |  |  |  | Total
| 10 < t ≤ 200 | 200 < t ≤ 500 | 500 < t ≤ 1000 | 1000 < t ≤ 5000 | 5000 < t ≤ 60000
80 ≤ u < 90 | 0 | 0 | 0 | 0 | 0 | 0
70 ≤ u < 80 | 0 | 0 | 0 | 0 | 0 | 0
40 ≤ u < 70 | 0 | 0 | 0 | 0 | 0 | 0
5 ≤ u < 40 | 0 | 0 | 0 | 0 | 0 | 0
u < 5 | 0 | 0 | 0 | 0 | 0 | 0
Total | 0 | 0 | 0 | 0 | 0 | 0
TOC021(PTA 21 TG OCNA VILCELE)¦ meter SN:1009141000001191
Tensiune reziduală u% | Durata t ms |  |  |  |  | Total
| 10 < t ≤ 200 | 200 < t ≤ 500 | 500 < t ≤ 1000 | 1000 < t ≤ 5000 | 5000 < t ≤ 60000
80 ≤ u < 90 | 0 | 0 | 0 | 0 | 0 | 0
70 ≤ u < 80 | 0 | 0 | 0 | 0 | 0 | 0
40 ≤ u < 70 | 0 | 0 | 0 | 0 | 0 | 0
5 ≤ u < 40 | 0 | 0 | 0 | 0 | 0 | 0
u < 5 | 0 | 0 | 0 | 0 | 0 | 0
Total | 0 | 0 | 0 | 0 | 0 | 0
TOC022(PT 22 TG OCNA)¦ meter SN:1009141000001245
Tensiune reziduală u% | Durata t ms |  |  |  |  | Total
| 10 < t ≤ 200 | 200 < t ≤ 500 | 500 < t ≤ 1000 | 1000 < t ≤ 5000 | 5000 < t ≤ 60000
80 ≤ u < 90 | 0 | 0 | 0 | 0 | 0 | 0
70 ≤ u < 80 | 0 | 0 | 0 | 0 | 0 | 0
40 ≤ u < 70 | 0 | 0 | 0 | 0 | 0 | 0
5 ≤ u < 40 | 0 | 0 | 0 | 0 | 0 | 0
u < 5 | 0 | 0 | 0 | 0 | 0 | 0
Total | 0 | 0 | 0 | 0 | 0 | 0
TOC023(PT 23 TG OCNA)¦ meter SN:1009141000000837
Tensiune reziduală u% | Durata t ms |  |  |  |  | Total
| 10 < t ≤ 200 | 200 < t ≤ 500 | 500 < t ≤ 1000 | 1000 < t ≤ 5000 | 5000 < t ≤ 60000
80 ≤ u < 90 | 0 | 0 | 0 | 0 | 0 | 0
70 ≤ u < 80 | 0 | 0 | 0 | 0 | 0 | 0
40 ≤ u < 70 | 0 | 0 | 0 | 0 | 0 | 0
5 ≤ u < 40 | 0 | 0 | 0 | 0 | 0 | 0
u < 5 | 0 | 0 | 0 | 0 | 0 | 0
Total | 0 | 0 | 0 | 0 | 0 | 0
TOC024(PTA 24 TG OCNA MOS)¦ meter SN:1009141000001164
Tensiune reziduală u% | Durata t ms |  |  |  |  | Total
| 10 < t ≤ 200 | 200 < t ≤ 500 | 500 < t ≤ 1000 | 1000 < t ≤ 5000 | 5000 < t ≤ 60000
80 ≤ u < 90 | 0 | 0 | 0 | 0 | 0 | 0
70 ≤ u < 80 | 0 | 0 | 0 | 0 | 0 | 0
40 ≤ u < 70 | 0 | 0 | 0 | 0 | 0 | 0
5 ≤ u < 40 | 0 | 0 | 0 | 0 | 0 | 0
u < 5 | 0 | 0 | 0 | 0 | 0 | 0
Total | 0 | 0 | 0 | 0 | 0 | 0
TOC025(PT 25 TG OCNA)¦ meter SN:1009141000000459
Tensiune reziduală u% | Durata t ms |  |  |  |  | Total
| 10 < t ≤ 200 | 200 < t ≤ 500 | 500 < t ≤ 1000 | 1000 < t ≤ 5000 | 5000 < t ≤ 60000
80 ≤ u < 90 | 0 | 0 | 0 | 0 | 0 | 0
70 ≤ u < 80 | 0 | 0 | 0 | 0 | 0 | 0
40 ≤ u < 70 | 0 | 0 | 0 | 0 | 0 | 0
5 ≤ u < 40 | 0 | 0 | 0 | 0 | 0 | 0
u < 5 | 0 | 0 | 0 | 0 | 0 | 0
Total | 0 | 0 | 0 | 0 | 0 | 0
TOC026(PTA 26 TG OCNA)¦ meter SN:1009151000001621
Tensiune reziduală u% | Durata t ms |  |  |  |  | Total
| 10 < t ≤ 200 | 200 < t ≤ 500 | 500 < t ≤ 1000 | 1000 < t ≤ 5000 | 5000 < t ≤ 60000
80 ≤ u < 90 | 0 | 0 | 0 | 0 | 0 | 0
70 ≤ u < 80 | 0 | 0 | 0 | 0 | 0 | 0
40 ≤ u < 70 | 0 | 0 | 0 | 0 | 0 | 0
5 ≤ u < 40 | 0 | 0 | 0 | 0 | 0 | 0
u < 5 | 0 | 0 | 0 | 0 | 0 | 0
Total | 0 | 0 | 0 | 0 | 0 | 0
TOC027(PTA 27 TG OCNA)¦ meter SN:1009141000000693
Tensiune reziduală u% | Durata t ms |  |  |  |  | Total
| 10 < t ≤ 200 | 200 < t ≤ 500 | 500 < t ≤ 1000 | 1000 < t ≤ 5000 | 5000 < t ≤ 60000
80 ≤ u < 90 | 0 | 0 | 0 | 0 | 0 | 0
70 ≤ u < 80 | 0 | 0 | 0 | 0 | 0 | 0
40 ≤ u < 70 | 0 | 0 | 0 | 0 | 0 | 0
5 ≤ u < 40 | 0 | 0 | 0 | 0 | 0 | 0
u < 5 | 0 | 0 | 0 | 0 | 0 | 0
Total | 0 | 0 | 0 | 0 | 0 | 0
TOC029(PT 29 TG OCNA)¦ meter SN:1009141000000600
Tensiune reziduală u% | Durata t ms |  |  |  |  | Total
| 10 < t ≤ 200 | 200 < t ≤ 500 | 500 < t ≤ 1000 | 1000 < t ≤ 5000 | 5000 < t ≤ 60000
80 ≤ u < 90 | 0 | 0 | 0 | 0 | 0 | 0
70 ≤ u < 80 | 0 | 0 | 0 | 0 | 0 | 0
40 ≤ u < 70 | 0 | 0 | 0 | 0 | 0 | 0
5 ≤ u < 40 | 0 | 0 | 0 | 0 | 0 | 0
u < 5 | 0 | 0 | 0 | 0 | 0 | 0
Total | 0 | 0 | 0 | 0 | 0 | 0
TOC030(PT 30 TG OCNA)¦ meter SN:1009141000000834
Tensiune reziduală u% | Durata t ms |  |  |  |  | Total
| 10 < t ≤ 200 | 200 < t ≤ 500 | 500 < t ≤ 1000 | 1000 < t ≤ 5000 | 5000 < t ≤ 60000
80 ≤ u < 90 | 0 | 0 | 0 | 0 | 0 | 0
70 ≤ u < 80 | 0 | 0 | 0 | 0 | 0 | 0
40 ≤ u < 70 | 0 | 0 | 0 | 0 | 0 | 0
5 ≤ u < 40 | 0 | 0 | 0 | 0 | 0 | 0
u < 5 | 0 | 0 | 0 | 0 | 0 | 0
Total | 0 | 0 | 0 | 0 | 0 | 0
TOC031(PT 31 TG OCNA)¦ meter SN:1009141000001157
Tensiune reziduală u% | Durata t ms |  |  |  |  | Total
| 10 < t ≤ 200 | 200 < t ≤ 500 | 500 < t ≤ 1000 | 1000 < t ≤ 5000 | 5000 < t ≤ 60000
80 ≤ u < 90 | 0 | 0 | 0 | 0 | 0 | 0
70 ≤ u < 80 | 0 | 0 | 0 | 0 | 0 | 0
40 ≤ u < 70 | 0 | 0 | 0 | 0 | 0 | 0
5 ≤ u < 40 | 0 | 0 | 0 | 0 | 0 | 0
u < 5 | 0 | 0 | 0 | 0 | 0 | 0
Total | 0 | 0 | 0 | 0 | 0 | 0
TOC032(PT 32 TG OCNA)¦ meter SN:1009141000000613
Tensiune reziduală u% | Durata t ms |  |  |  |  | Total
| 10 < t ≤ 200 | 200 < t ≤ 500 | 500 < t ≤ 1000 | 1000 < t ≤ 5000 | 5000 < t ≤ 60000
80 ≤ u < 90 | 0 | 0 | 0 | 0 | 0 | 0
70 ≤ u < 80 | 0 | 0 | 0 | 0 | 0 | 0
40 ≤ u < 70 | 0 | 0 | 0 | 0 | 0 | 0
5 ≤ u < 40 | 0 | 0 | 0 | 0 | 0 | 0
u < 5 | 0 | 0 | 0 | 0 | 0 | 0
Total | 0 | 0 | 0 | 0 | 0 | 0
TOC034(PT 34 TG OCNA)¦ meter SN:1009141000000512
Tensiune reziduală u% | Durata t ms |  |  |  |  | Total
| 10 < t ≤ 200 | 200 < t ≤ 500 | 500 < t ≤ 1000 | 1000 < t ≤ 5000 | 5000 < t ≤ 60000
80 ≤ u < 90 | 0 | 0 | 0 | 0 | 0 | 0
70 ≤ u < 80 | 0 | 0 | 0 | 0 | 0 | 0
40 ≤ u < 70 | 0 | 0 | 0 | 0 | 0 | 0
5 ≤ u < 40 | 0 | 0 | 0 | 0 | 0 | 0
u < 5 | 0 | 0 | 0 | 0 | 0 | 0
Total | 0 | 0 | 0 | 0 | 0 | 0
TOC035(PTA 35 TG OCNA VILCELE)¦ meter SN:1009141000000401
Tensiune reziduală u% | Durata t ms |  |  |  |  | Total
| 10 < t ≤ 200 | 200 < t ≤ 500 | 500 < t ≤ 1000 | 1000 < t ≤ 5000 | 5000 < t ≤ 60000
80 ≤ u < 90 | 0 | 0 | 0 | 0 | 0 | 0
70 ≤ u < 80 | 0 | 0 | 0 | 0 | 0 | 0
40 ≤ u < 70 | 0 | 0 | 0 | 0 | 0 | 0
5 ≤ u < 40 | 0 | 0 | 0 | 0 | 0 | 0
u < 5 | 0 | 0 | 0 | 0 | 0 | 0
Total | 0 | 0 | 0 | 0 | 0 | 0
TOC038(PTA PECO TG OCNA)¦ meter SN:1009141000000441
Tensiune reziduală u% | Durata t ms |  |  |  |  | Total
| 10 < t ≤ 200 | 200 < t ≤ 500 | 500 < t ≤ 1000 | 1000 < t ≤ 5000 | 5000 < t ≤ 60000
80 ≤ u < 90 | 0 | 0 | 0 | 0 | 0 | 0
70 ≤ u < 80 | 0 | 0 | 0 | 0 | 0 | 0
40 ≤ u < 70 | 0 | 0 | 0 | 0 | 0 | 0
5 ≤ u < 40 | 0 | 0 | 0 | 0 | 0 | 0
u < 5 | 0 | 0 | 0 | 0 | 0 | 0
Total | 0 | 0 | 0 | 0 | 0 | 0
TRGT01(PTA 1 TG TROTUS)¦ meter SN:1009141000000465
Tensiune reziduală u% | Durata t ms |  |  |  |  | Total
| 10 < t ≤ 200 | 200 < t ≤ 500 | 500 < t ≤ 1000 | 1000 < t ≤ 5000 | 5000 < t ≤ 60000
80 ≤ u < 90 | 0 | 0 | 0 | 0 | 0 | 0
70 ≤ u < 80 | 0 | 0 | 0 | 0 | 0 | 0
40 ≤ u < 70 | 0 | 0 | 0 | 0 | 0 | 0
5 ≤ u < 40 | 0 | 0 | 0 | 0 | 0 | 0
u < 5 | 0 | 0 | 0 | 0 | 0 | 0
Total | 0 | 0 | 0 | 0 | 0 | 0
TRGT02(PTA 2 TG TROTUS)¦ meter SN:1009141000000592
Tensiune reziduală u% | Durata t ms |  |  |  |  | Total
| 10 < t ≤ 200 | 200 < t ≤ 500 | 500 < t ≤ 1000 | 1000 < t ≤ 5000 | 5000 < t ≤ 60000
80 ≤ u < 90 | 0 | 0 | 0 | 0 | 0 | 0
70 ≤ u < 80 | 0 | 0 | 0 | 0 | 0 | 0
40 ≤ u < 70 | 0 | 0 | 0 | 0 | 0 | 0
5 ≤ u < 40 | 0 | 0 | 0 | 0 | 0 | 0
u < 5 | 0 | 0 | 0 | 0 | 0 | 0
Total | 0 | 0 | 0 | 0 | 0 | 0
TRGT04(PTA AUTOSERVICE T TR)¦ meter SN:1009141000001152
Tensiune reziduală u% | Durata t ms |  |  |  |  | Total
| 10 < t ≤ 200 | 200 < t ≤ 500 | 500 < t ≤ 1000 | 1000 < t ≤ 5000 | 5000 < t ≤ 60000
80 ≤ u < 90 | 0 | 0 | 0 | 0 | 0 | 0
70 ≤ u < 80 | 0 | 0 | 0 | 0 | 0 | 0
40 ≤ u < 70 | 0 | 0 | 0 | 0 | 0 | 0
5 ≤ u < 40 | 0 | 0 | 0 | 0 | 0 | 0
u < 5 | 0 | 0 | 0 | 0 | 0 | 0
Total | 0 | 0 | 0 | 0 | 0 | 0
TRGT07(PTA 7 TG TROTUS)¦ meter SN:1009151000002028
Tensiune reziduală u% | Durata t ms |  |  |  |  | Total
| 10 < t ≤ 200 | 200 < t ≤ 500 | 500 < t ≤ 1000 | 1000 < t ≤ 5000 | 5000 < t ≤ 60000
80 ≤ u < 90 | 0 | 0 | 0 | 0 | 0 | 0
70 ≤ u < 80 | 0 | 0 | 0 | 0 | 0 | 0
40 ≤ u < 70 | 0 | 0 | 0 | 0 | 0 | 0
5 ≤ u < 40 | 0 | 0 | 0 | 0 | 0 | 0
u < 5 | 0 | 0 | 0 | 0 | 0 | 0
Total | 0 | 0 | 0 | 0 | 0 | 0
TRGT10(PTA SPPI IRIG TG TROT)¦ meter SN:1009151000002470
Tensiune reziduală u% | Durata t ms |  |  |  |  | Total
| 10 < t ≤ 200 | 200 < t ≤ 500 | 500 < t ≤ 1000 | 1000 < t ≤ 5000 | 5000 < t ≤ 60000
80 ≤ u < 90 | 0 | 0 | 0 | 0 | 0 | 0
70 ≤ u < 80 | 0 | 0 | 0 | 0 | 0 | 0
40 ≤ u < 70 | 0 | 0 | 0 | 0 | 0 | 0
5 ≤ u < 40 | 0 | 0 | 0 | 0 | 0 | 0
u < 5 | 0 | 0 | 0 | 0 | 0 | 0
Total | 0 | 0 | 0 | 0 | 0 | 0
TUTA01(PTA 1 TUTA)¦ meter SN:1009141000000541
Tensiune reziduală u% | Durata t ms |  |  |  |  | Total
| 10 < t ≤ 200 | 200 < t ≤ 500 | 500 < t ≤ 1000 | 1000 < t ≤ 5000 | 5000 < t ≤ 60000
80 ≤ u < 90 | 0 | 0 | 0 | 0 | 0 | 0
70 ≤ u < 80 | 0 | 0 | 0 | 0 | 0 | 0
40 ≤ u < 70 | 0 | 0 | 0 | 0 | 0 | 0
5 ≤ u < 40 | 0 | 0 | 0 | 0 | 0 | 0
u < 5 | 0 | 0 | 0 | 0 | 0 | 0
Total | 0 | 0 | 0 | 0 | 0 | 0
TUTA02(PTA 2 TUTA)¦ meter SN:1009141000001122
Tensiune reziduală u% | Durata t ms |  |  |  |  | Total
| 10 < t ≤ 200 | 200 < t ≤ 500 | 500 < t ≤ 1000 | 1000 < t ≤ 5000 | 5000 < t ≤ 60000
80 ≤ u < 90 | 0 | 0 | 0 | 0 | 0 | 0
70 ≤ u < 80 | 0 | 0 | 0 | 0 | 0 | 0
40 ≤ u < 70 | 0 | 0 | 0 | 0 | 0 | 0
5 ≤ u < 40 | 0 | 0 | 0 | 0 | 0 | 0
u < 5 | 0 | 0 | 0 | 0 | 0 | 0
Total | 0 | 0 | 0 | 0 | 0 | 0
TUTA03(PT 3 TUTA)¦ meter SN:1009141000000883
Tensiune reziduală u% | Durata t ms |  |  |  |  | Total
| 10 < t ≤ 200 | 200 < t ≤ 500 | 500 < t ≤ 1000 | 1000 < t ≤ 5000 | 5000 < t ≤ 60000
80 ≤ u < 90 | 0 | 0 | 0 | 0 | 0 | 0
70 ≤ u < 80 | 0 | 0 | 0 | 0 | 0 | 0
40 ≤ u < 70 | 0 | 0 | 0 | 0 | 0 | 0
5 ≤ u < 40 | 0 | 0 | 0 | 0 | 0 | 0
u < 5 | 0 | 0 | 0 | 0 | 0 | 0
Total | 0 | 0 | 0 | 0 | 0 | 0
VSRA01(PTA 1 VIISOARA TG TR)¦ meter SN:1009141000000601
Tensiune reziduală u% | Durata t ms |  |  |  |  | Total
| 10 < t ≤ 200 | 200 < t ≤ 500 | 500 < t ≤ 1000 | 1000 < t ≤ 5000 | 5000 < t ≤ 60000
80 ≤ u < 90 | 0 | 0 | 0 | 0 | 0 | 0
70 ≤ u < 80 | 0 | 0 | 0 | 0 | 0 | 0
40 ≤ u < 70 | 0 | 0 | 0 | 0 | 0 | 0
5 ≤ u < 40 | 0 | 0 | 0 | 0 | 0 | 0
u < 5 | 0 | 0 | 0 | 0 | 0 | 0
Total | 0 | 0 | 0 | 0 | 0 | 0
VSRA02(PTA 2 VIISOARA TG TR)¦ meter SN:1009141000000596
Tensiune reziduală u% | Durata t ms |  |  |  |  | Total
| 10 < t ≤ 200 | 200 < t ≤ 500 | 500 < t ≤ 1000 | 1000 < t ≤ 5000 | 5000 < t ≤ 60000
80 ≤ u < 90 | 0 | 0 | 0 | 0 | 0 | 0
70 ≤ u < 80 | 0 | 0 | 0 | 0 | 0 | 0
40 ≤ u < 70 | 0 | 0 | 0 | 0 | 0 | 0
5 ≤ u < 40 | 0 | 0 | 0 | 0 | 0 | 0
u < 5 | 0 | 0 | 0 | 0 | 0 | 0
Total | 0 | 0 | 0 | 0 | 0 | 0

## BC40(BUHUSI)
BLAG01(PT 1 BLAGESTI)¦ meter SN:1009141000000430
Tensiune reziduală u% | Durata t ms |  |  |  |  | Total
| 10 < t ≤ 200 | 200 < t ≤ 500 | 500 < t ≤ 1000 | 1000 < t ≤ 5000 | 5000 < t ≤ 60000
80 ≤ u < 90 | 0 | 0 | 0 | 0 | 0 | 0
70 ≤ u < 80 | 0 | 0 | 0 | 0 | 0 | 0
40 ≤ u < 70 | 0 | 0 | 0 | 0 | 0 | 0
5 ≤ u < 40 | 0 | 0 | 0 | 0 | 0 | 0
u < 5 | 0 | 0 | 0 | 0 | 0 | 0
Total | 0 | 0 | 0 | 0 | 0 | 0
BLAG02(PT 2 BLAGESTI)¦ meter SN:1009141000000797
Tensiune reziduală u% | Durata t ms |  |  |  |  | Total
| 10 < t ≤ 200 | 200 < t ≤ 500 | 500 < t ≤ 1000 | 1000 < t ≤ 5000 | 5000 < t ≤ 60000
80 ≤ u < 90 | 0 | 0 | 0 | 0 | 0 | 0
70 ≤ u < 80 | 0 | 0 | 0 | 0 | 0 | 0
40 ≤ u < 70 | 0 | 0 | 0 | 0 | 0 | 0
5 ≤ u < 40 | 0 | 0 | 0 | 0 | 0 | 0
u < 5 | 0 | 0 | 0 | 0 | 0 | 0
Total | 0 | 0 | 0 | 0 | 0 | 0
BLAG03(PT 3 BLAGESTI)¦ meter SN:1009141000000014
Tensiune reziduală u% | Durata t ms |  |  |  |  | Total
| 10 < t ≤ 200 | 200 < t ≤ 500 | 500 < t ≤ 1000 | 1000 < t ≤ 5000 | 5000 < t ≤ 60000
80 ≤ u < 90 | 0 | 0 | 0 | 0 | 0 | 0
70 ≤ u < 80 | 0 | 0 | 0 | 0 | 0 | 0
40 ≤ u < 70 | 0 | 0 | 0 | 0 | 0 | 0
5 ≤ u < 40 | 0 | 0 | 0 | 0 | 0 | 0
u < 5 | 0 | 0 | 0 | 0 | 0 | 0
Total | 0 | 0 | 0 | 0 | 0 | 0
BLAG04(PT 4 BLAGESTI)¦ meter SN:1009141000000836
Tensiune reziduală u% | Durata t ms |  |  |  |  | Total
| 10 < t ≤ 200 | 200 < t ≤ 500 | 500 < t ≤ 1000 | 1000 < t ≤ 5000 | 5000 < t ≤ 60000
80 ≤ u < 90 | 0 | 0 | 0 | 0 | 0 | 0
70 ≤ u < 80 | 0 | 0 | 0 | 0 | 0 | 0
40 ≤ u < 70 | 0 | 0 | 0 | 0 | 0 | 0
5 ≤ u < 40 | 0 | 0 | 0 | 0 | 0 | 0
u < 5 | 0 | 0 | 0 | 0 | 0 | 0
Total | 0 | 0 | 0 | 0 | 0 | 0
BLAG05(PT 5 BLAGESTI)¦ meter SN:1009141000000774
Tensiune reziduală u% | Durata t ms |  |  |  |  | Total
| 10 < t ≤ 200 | 200 < t ≤ 500 | 500 < t ≤ 1000 | 1000 < t ≤ 5000 | 5000 < t ≤ 60000
80 ≤ u < 90 | 0 | 0 | 0 | 0 | 0 | 0
70 ≤ u < 80 | 0 | 0 | 0 | 0 | 0 | 0
40 ≤ u < 70 | 0 | 0 | 0 | 0 | 0 | 0
5 ≤ u < 40 | 0 | 0 | 0 | 0 | 0 | 0
u < 5 | 0 | 0 | 0 | 0 | 0 | 0
Total | 0 | 0 | 0 | 0 | 0 | 0
BLAG08(PT 8 BLAGESTI)¦ meter SN:1009141000000029
Tensiune reziduală u% | Durata t ms |  |  |  |  | Total
| 10 < t ≤ 200 | 200 < t ≤ 500 | 500 < t ≤ 1000 | 1000 < t ≤ 5000 | 5000 < t ≤ 60000
80 ≤ u < 90 | 0 | 0 | 0 | 0 | 0 | 0
70 ≤ u < 80 | 0 | 0 | 0 | 0 | 0 | 0
40 ≤ u < 70 | 0 | 0 | 0 | 0 | 0 | 0
5 ≤ u < 40 | 0 | 0 | 0 | 0 | 0 | 0
u < 5 | 0 | 0 | 0 | 0 | 0 | 0
Total | 0 | 0 | 0 | 0 | 0 | 0
BUDB01(PT 1 BUDA(BLAGESTI))¦ meter SN:1009141000000319
Tensiune reziduală u% | Durata t ms |  |  |  |  | Total
| 10 < t ≤ 200 | 200 < t ≤ 500 | 500 < t ≤ 1000 | 1000 < t ≤ 5000 | 5000 < t ≤ 60000
80 ≤ u < 90 | 0 | 0 | 0 | 0 | 0 | 0
70 ≤ u < 80 | 0 | 0 | 0 | 0 | 0 | 0
40 ≤ u < 70 | 0 | 0 | 0 | 0 | 0 | 0
5 ≤ u < 40 | 0 | 0 | 0 | 0 | 0 | 0
u < 5 | 0 | 0 | 0 | 0 | 0 | 0
Total | 0 | 0 | 0 | 0 | 0 | 0
BUDB02(PT 2 BUDA(BLAGESTI))¦ meter SN:1009141000000305
Tensiune reziduală u% | Durata t ms |  |  |  |  | Total
| 10 < t ≤ 200 | 200 < t ≤ 500 | 500 < t ≤ 1000 | 1000 < t ≤ 5000 | 5000 < t ≤ 60000
80 ≤ u < 90 | 0 | 0 | 0 | 0 | 0 | 0
70 ≤ u < 80 | 0 | 0 | 0 | 0 | 0 | 0
40 ≤ u < 70 | 0 | 0 | 0 | 0 | 0 | 0
5 ≤ u < 40 | 0 | 0 | 0 | 0 | 0 | 0
u < 5 | 0 | 0 | 0 | 0 | 0 | 0
Total | 0 | 0 | 0 | 0 | 0 | 0
BUDB03(PT 3 BUDA (BLAGESTI))¦ meter SN:1009141000000345
Tensiune reziduală u% | Durata t ms |  |  |  |  | Total
| 10 < t ≤ 200 | 200 < t ≤ 500 | 500 < t ≤ 1000 | 1000 < t ≤ 5000 | 5000 < t ≤ 60000
80 ≤ u < 90 | 0 | 0 | 0 | 0 | 0 | 0
70 ≤ u < 80 | 0 | 0 | 0 | 0 | 0 | 0
40 ≤ u < 70 | 0 | 0 | 0 | 0 | 0 | 0
5 ≤ u < 40 | 0 | 0 | 0 | 0 | 0 | 0
u < 5 | 0 | 0 | 0 | 0 | 0 | 0
Total | 0 | 0 | 0 | 0 | 0 | 0
BUH001(PT 1 BUHUSI)¦ meter SN:1009141000000805
Tensiune reziduală u% | Durata t ms |  |  |  |  | Total
| 10 < t ≤ 200 | 200 < t ≤ 500 | 500 < t ≤ 1000 | 1000 < t ≤ 5000 | 5000 < t ≤ 60000
80 ≤ u < 90 | 0 | 0 | 0 | 0 | 0 | 0
70 ≤ u < 80 | 0 | 0 | 0 | 0 | 0 | 0
40 ≤ u < 70 | 0 | 0 | 0 | 0 | 0 | 0
5 ≤ u < 40 | 0 | 0 | 0 | 0 | 0 | 0
u < 5 | 0 | 0 | 0 | 0 | 0 | 0
Total | 0 | 0 | 0 | 0 | 0 | 0
BUH002(PT 2 BUHUSI)¦ meter SN:1009141000001159
Tensiune reziduală u% | Durata t ms |  |  |  |  | Total
| 10 < t ≤ 200 | 200 < t ≤ 500 | 500 < t ≤ 1000 | 1000 < t ≤ 5000 | 5000 < t ≤ 60000
80 ≤ u < 90 | 0 | 0 | 0 | 0 | 0 | 0
70 ≤ u < 80 | 0 | 0 | 0 | 0 | 0 | 0
40 ≤ u < 70 | 0 | 0 | 0 | 0 | 0 | 0
5 ≤ u < 40 | 0 | 0 | 0 | 0 | 0 | 0
u < 5 | 0 | 0 | 0 | 0 | 0 | 0
Total | 0 | 0 | 0 | 0 | 0 | 0
BUH003(PT 3 BUHUSI)¦ meter SN:1009141000000782
Tensiune reziduală u% | Durata t ms |  |  |  |  | Total
| 10 < t ≤ 200 | 200 < t ≤ 500 | 500 < t ≤ 1000 | 1000 < t ≤ 5000 | 5000 < t ≤ 60000
80 ≤ u < 90 | 0 | 0 | 0 | 0 | 0 | 0
70 ≤ u < 80 | 0 | 0 | 0 | 0 | 0 | 0
40 ≤ u < 70 | 0 | 0 | 0 | 0 | 0 | 0
5 ≤ u < 40 | 0 | 0 | 0 | 0 | 0 | 0
u < 5 | 0 | 0 | 0 | 0 | 0 | 0
Total | 0 | 0 | 0 | 0 | 0 | 0
BUH004(PT 4 BUHUSI)¦ meter SN:1009151000001593
Tensiune reziduală u% | Durata t ms |  |  |  |  | Total
| 10 < t ≤ 200 | 200 < t ≤ 500 | 500 < t ≤ 1000 | 1000 < t ≤ 5000 | 5000 < t ≤ 60000
80 ≤ u < 90 | 0 | 0 | 0 | 0 | 0 | 0
70 ≤ u < 80 | 0 | 0 | 0 | 0 | 0 | 0
40 ≤ u < 70 | 0 | 0 | 0 | 0 | 0 | 0
5 ≤ u < 40 | 0 | 0 | 0 | 0 | 0 | 0
u < 5 | 0 | 0 | 0 | 0 | 0 | 0
Total | 0 | 0 | 0 | 0 | 0 | 0
BUH005(PT 5 BUHUSI)¦ meter SN:1009141000000987
Tensiune reziduală u% | Durata t ms |  |  |  |  | Total
| 10 < t ≤ 200 | 200 < t ≤ 500 | 500 < t ≤ 1000 | 1000 < t ≤ 5000 | 5000 < t ≤ 60000
80 ≤ u < 90 | 0 | 0 | 0 | 0 | 0 | 0
70 ≤ u < 80 | 0 | 0 | 0 | 0 | 0 | 0
40 ≤ u < 70 | 0 | 0 | 0 | 0 | 0 | 0
5 ≤ u < 40 | 0 | 0 | 0 | 0 | 0 | 0
u < 5 | 0 | 0 | 0 | 0 | 0 | 0
Total | 0 | 0 | 0 | 0 | 0 | 0
BUH006(PT 6 BUHUSI)¦ meter SN:1009151000002712
Tensiune reziduală u% | Durata t ms |  |  |  |  | Total
| 10 < t ≤ 200 | 200 < t ≤ 500 | 500 < t ≤ 1000 | 1000 < t ≤ 5000 | 5000 < t ≤ 60000
80 ≤ u < 90 | 0 | 0 | 0 | 0 | 0 | 0
70 ≤ u < 80 | 0 | 0 | 0 | 0 | 0 | 0
40 ≤ u < 70 | 0 | 0 | 0 | 0 | 0 | 0
5 ≤ u < 40 | 0 | 0 | 0 | 0 | 0 | 0
u < 5 | 0 | 0 | 0 | 0 | 0 | 0
Total | 0 | 0 | 0 | 0 | 0 | 0
BUH007(PT 7 BUHUSI)¦ meter SN:1009141000000818
Tensiune reziduală u% | Durata t ms |  |  |  |  | Total
| 10 < t ≤ 200 | 200 < t ≤ 500 | 500 < t ≤ 1000 | 1000 < t ≤ 5000 | 5000 < t ≤ 60000
80 ≤ u < 90 | 0 | 0 | 0 | 0 | 0 | 0
70 ≤ u < 80 | 0 | 0 | 0 | 0 | 0 | 0
40 ≤ u < 70 | 0 | 0 | 0 | 0 | 0 | 0
5 ≤ u < 40 | 0 | 0 | 0 | 0 | 0 | 0
u < 5 | 0 | 0 | 0 | 0 | 0 | 0
Total | 0 | 0 | 0 | 0 | 0 | 0
BUH008(PT 8 BUHUSI)¦ meter SN:1009151000001639
Tensiune reziduală u% | Durata t ms |  |  |  |  | Total
| 10 < t ≤ 200 | 200 < t ≤ 500 | 500 < t ≤ 1000 | 1000 < t ≤ 5000 | 5000 < t ≤ 60000
80 ≤ u < 90 | 0 | 0 | 0 | 0 | 0 | 0
70 ≤ u < 80 | 0 | 0 | 0 | 0 | 0 | 0
40 ≤ u < 70 | 0 | 0 | 0 | 0 | 0 | 0
5 ≤ u < 40 | 0 | 0 | 0 | 0 | 0 | 0
u < 5 | 0 | 0 | 0 | 0 | 0 | 0
Total | 0 | 0 | 0 | 0 | 0 | 0
BUH009(PT 9 BUHUSI)¦ meter SN:1009151000001660
Tensiune reziduală u% | Durata t ms |  |  |  |  | Total
| 10 < t ≤ 200 | 200 < t ≤ 500 | 500 < t ≤ 1000 | 1000 < t ≤ 5000 | 5000 < t ≤ 60000
80 ≤ u < 90 | 0 | 0 | 0 | 0 | 0 | 0
70 ≤ u < 80 | 0 | 0 | 0 | 0 | 0 | 0
40 ≤ u < 70 | 0 | 0 | 0 | 0 | 0 | 0
5 ≤ u < 40 | 0 | 0 | 0 | 0 | 0 | 0
u < 5 | 0 | 0 | 0 | 0 | 0 | 0
Total | 0 | 0 | 0 | 0 | 0 | 0
BUH010(PT 10 BUHUSI)¦ meter SN:1009151000001675
Tensiune reziduală u% | Durata t ms |  |  |  |  | Total
| 10 < t ≤ 200 | 200 < t ≤ 500 | 500 < t ≤ 1000 | 1000 < t ≤ 5000 | 5000 < t ≤ 60000
80 ≤ u < 90 | 0 | 0 | 0 | 0 | 0 | 0
70 ≤ u < 80 | 0 | 0 | 0 | 0 | 0 | 0
40 ≤ u < 70 | 0 | 0 | 0 | 0 | 0 | 0
5 ≤ u < 40 | 0 | 0 | 0 | 0 | 0 | 0
u < 5 | 0 | 0 | 0 | 0 | 0 | 0
Total | 0 | 0 | 0 | 0 | 0 | 0
BUH011(PT 11 BUHUSI)¦ meter SN:1009151000001659
Tensiune reziduală u% | Durata t ms |  |  |  |  | Total
| 10 < t ≤ 200 | 200 < t ≤ 500 | 500 < t ≤ 1000 | 1000 < t ≤ 5000 | 5000 < t ≤ 60000
80 ≤ u < 90 | 0 | 0 | 0 | 0 | 0 | 0
70 ≤ u < 80 | 0 | 0 | 0 | 0 | 0 | 0
40 ≤ u < 70 | 0 | 0 | 0 | 0 | 0 | 0
5 ≤ u < 40 | 0 | 0 | 0 | 0 | 0 | 0
u < 5 | 0 | 0 | 0 | 0 | 0 | 0
Total | 0 | 0 | 0 | 0 | 0 | 0
BUH013(PT 13 BUHUSI)¦ meter SN:1009141000000717
Tensiune reziduală u% | Durata t ms |  |  |  |  | Total
| 10 < t ≤ 200 | 200 < t ≤ 500 | 500 < t ≤ 1000 | 1000 < t ≤ 5000 | 5000 < t ≤ 60000
80 ≤ u < 90 | 0 | 0 | 0 | 0 | 0 | 0
70 ≤ u < 80 | 0 | 0 | 0 | 0 | 0 | 0
40 ≤ u < 70 | 0 | 0 | 0 | 0 | 0 | 0
5 ≤ u < 40 | 0 | 0 | 0 | 0 | 0 | 0
u < 5 | 0 | 0 | 0 | 0 | 0 | 0
Total | 0 | 0 | 0 | 0 | 0 | 0
BUH016(PT 16 BUHUSI)¦ meter SN:1009151000001662
Tensiune reziduală u% | Durata t ms |  |  |  |  | Total
| 10 < t ≤ 200 | 200 < t ≤ 500 | 500 < t ≤ 1000 | 1000 < t ≤ 5000 | 5000 < t ≤ 60000
80 ≤ u < 90 | 0 | 0 | 0 | 0 | 0 | 0
70 ≤ u < 80 | 0 | 0 | 0 | 0 | 0 | 0
40 ≤ u < 70 | 0 | 0 | 0 | 0 | 0 | 0
5 ≤ u < 40 | 0 | 0 | 0 | 0 | 0 | 0
u < 5 | 0 | 0 | 0 | 0 | 0 | 0
Total | 0 | 0 | 0 | 0 | 0 | 0
BUH017(PT 17 BUHUSI)¦ meter SN:1009141000000487
Tensiune reziduală u% | Durata t ms |  |  |  |  | Total
| 10 < t ≤ 200 | 200 < t ≤ 500 | 500 < t ≤ 1000 | 1000 < t ≤ 5000 | 5000 < t ≤ 60000
80 ≤ u < 90 | 0 | 0 | 0 | 0 | 0 | 0
70 ≤ u < 80 | 0 | 0 | 0 | 0 | 0 | 0
40 ≤ u < 70 | 0 | 0 | 0 | 0 | 0 | 0
5 ≤ u < 40 | 0 | 0 | 0 | 0 | 0 | 0
u < 5 | 0 | 0 | 0 | 0 | 0 | 0
Total | 0 | 0 | 0 | 0 | 0 | 0
BUH019(PT 19 BUHUSI)¦ meter SN:1009151000001583
Tensiune reziduală u% | Durata t ms |  |  |  |  | Total
| 10 < t ≤ 200 | 200 < t ≤ 500 | 500 < t ≤ 1000 | 1000 < t ≤ 5000 | 5000 < t ≤ 60000
80 ≤ u < 90 | 0 | 0 | 0 | 0 | 0 | 0
70 ≤ u < 80 | 0 | 0 | 0 | 0 | 0 | 0
40 ≤ u < 70 | 0 | 0 | 0 | 0 | 0 | 0
5 ≤ u < 40 | 0 | 0 | 0 | 0 | 0 | 0
u < 5 | 0 | 0 | 0 | 0 | 0 | 0
Total | 0 | 0 | 0 | 0 | 0 | 0
BUH020(PT 20 BUHUSI)¦ meter SN:1009141000000677
Tensiune reziduală u% | Durata t ms |  |  |  |  | Total
| 10 < t ≤ 200 | 200 < t ≤ 500 | 500 < t ≤ 1000 | 1000 < t ≤ 5000 | 5000 < t ≤ 60000
80 ≤ u < 90 | 0 | 0 | 0 | 0 | 0 | 0
70 ≤ u < 80 | 0 | 0 | 0 | 0 | 0 | 0
40 ≤ u < 70 | 0 | 0 | 0 | 0 | 0 | 0
5 ≤ u < 40 | 0 | 0 | 0 | 0 | 0 | 0
u < 5 | 0 | 0 | 0 | 0 | 0 | 0
Total | 0 | 0 | 0 | 0 | 0 | 0
BUH021(PT 21 BUHUSI)¦ meter SN:1009141000000630
Tensiune reziduală u% | Durata t ms |  |  |  |  | Total
| 10 < t ≤ 200 | 200 < t ≤ 500 | 500 < t ≤ 1000 | 1000 < t ≤ 5000 | 5000 < t ≤ 60000
80 ≤ u < 90 | 0 | 0 | 0 | 0 | 0 | 0
70 ≤ u < 80 | 0 | 0 | 0 | 0 | 0 | 0
40 ≤ u < 70 | 0 | 0 | 0 | 0 | 0 | 0
5 ≤ u < 40 | 0 | 0 | 0 | 0 | 0 | 0
u < 5 | 0 | 0 | 0 | 0 | 0 | 0
Total | 0 | 0 | 0 | 0 | 0 | 0
BUH024(PT 24 BUHUSI)¦ meter SN:1009141000000558
Tensiune reziduală u% | Durata t ms |  |  |  |  | Total
| 10 < t ≤ 200 | 200 < t ≤ 500 | 500 < t ≤ 1000 | 1000 < t ≤ 5000 | 5000 < t ≤ 60000
80 ≤ u < 90 | 0 | 0 | 0 | 0 | 0 | 0
70 ≤ u < 80 | 0 | 0 | 0 | 0 | 0 | 0
40 ≤ u < 70 | 0 | 0 | 0 | 0 | 0 | 0
5 ≤ u < 40 | 0 | 0 | 0 | 0 | 0 | 0
u < 5 | 0 | 0 | 0 | 0 | 0 | 0
Total | 0 | 0 | 0 | 0 | 0 | 0
BUH025(PT 25 BUHUSI)¦ meter SN:1009141000000687
Tensiune reziduală u% | Durata t ms |  |  |  |  | Total
| 10 < t ≤ 200 | 200 < t ≤ 500 | 500 < t ≤ 1000 | 1000 < t ≤ 5000 | 5000 < t ≤ 60000
80 ≤ u < 90 | 0 | 0 | 0 | 0 | 0 | 0
70 ≤ u < 80 | 0 | 0 | 0 | 0 | 0 | 0
40 ≤ u < 70 | 0 | 0 | 0 | 0 | 0 | 0
5 ≤ u < 40 | 0 | 0 | 0 | 0 | 0 | 0
u < 5 | 0 | 0 | 0 | 0 | 0 | 0
Total | 0 | 0 | 0 | 0 | 0 | 0
BUH028(PT 28 BUHUSI)¦ meter SN:1009151000001651
Tensiune reziduală u% | Durata t ms |  |  |  |  | Total
| 10 < t ≤ 200 | 200 < t ≤ 500 | 500 < t ≤ 1000 | 1000 < t ≤ 5000 | 5000 < t ≤ 60000
80 ≤ u < 90 | 0 | 0 | 0 | 0 | 0 | 0
70 ≤ u < 80 | 0 | 0 | 0 | 0 | 0 | 0
40 ≤ u < 70 | 0 | 0 | 0 | 0 | 0 | 0
5 ≤ u < 40 | 0 | 0 | 0 | 0 | 0 | 0
u < 5 | 0 | 0 | 0 | 0 | 0 | 0
Total | 0 | 0 | 0 | 0 | 0 | 0
BUH029(PT 29 BUHUSI)¦ meter SN:1009141000000655
Tensiune reziduală u% | Durata t ms |  |  |  |  | Total
| 10 < t ≤ 200 | 200 < t ≤ 500 | 500 < t ≤ 1000 | 1000 < t ≤ 5000 | 5000 < t ≤ 60000
80 ≤ u < 90 | 0 | 0 | 0 | 0 | 0 | 0
70 ≤ u < 80 | 0 | 0 | 0 | 0 | 0 | 0
40 ≤ u < 70 | 0 | 0 | 0 | 0 | 0 | 0
5 ≤ u < 40 | 0 | 0 | 0 | 0 | 0 | 0
u < 5 | 0 | 0 | 0 | 0 | 0 | 0
Total | 0 | 0 | 0 | 0 | 0 | 0
BUH030(PT 30 BUHUSI)¦ meter SN:1009141000000680
Tensiune reziduală u% | Durata t ms |  |  |  |  | Total
| 10 < t ≤ 200 | 200 < t ≤ 500 | 500 < t ≤ 1000 | 1000 < t ≤ 5000 | 5000 < t ≤ 60000
80 ≤ u < 90 | 0 | 0 | 0 | 0 | 0 | 0
70 ≤ u < 80 | 0 | 0 | 0 | 0 | 0 | 0
40 ≤ u < 70 | 0 | 0 | 0 | 0 | 0 | 0
5 ≤ u < 40 | 0 | 0 | 0 | 0 | 0 | 0
u < 5 | 0 | 0 | 0 | 0 | 0 | 0
Total | 0 | 0 | 0 | 0 | 0 | 0
BUH034(PT 34 BUHUSI)¦ meter SN:1009141000000566
Tensiune reziduală u% | Durata t ms |  |  |  |  | Total
| 10 < t ≤ 200 | 200 < t ≤ 500 | 500 < t ≤ 1000 | 1000 < t ≤ 5000 | 5000 < t ≤ 60000
80 ≤ u < 90 | 0 | 0 | 0 | 0 | 0 | 0
70 ≤ u < 80 | 0 | 0 | 0 | 0 | 0 | 0
40 ≤ u < 70 | 0 | 0 | 0 | 0 | 0 | 0
5 ≤ u < 40 | 0 | 0 | 0 | 0 | 0 | 0
u < 5 | 0 | 0 | 0 | 0 | 0 | 0
Total | 0 | 0 | 0 | 0 | 0 | 0
BUH035(PT 35 BUHUSI)¦ meter SN:1009141000000639
Tensiune reziduală u% | Durata t ms |  |  |  |  | Total
| 10 < t ≤ 200 | 200 < t ≤ 500 | 500 < t ≤ 1000 | 1000 < t ≤ 5000 | 5000 < t ≤ 60000
80 ≤ u < 90 | 0 | 0 | 0 | 0 | 0 | 0
70 ≤ u < 80 | 0 | 0 | 0 | 0 | 0 | 0
40 ≤ u < 70 | 0 | 0 | 0 | 0 | 0 | 0
5 ≤ u < 40 | 0 | 0 | 0 | 0 | 0 | 0
u < 5 | 0 | 0 | 0 | 0 | 0 | 0
Total | 0 | 0 | 0 | 0 | 0 | 0
BUH036(PT 36 BUHUSI)¦ meter SN:1009151000001633
Tensiune reziduală u% | Durata t ms |  |  |  |  | Total
| 10 < t ≤ 200 | 200 < t ≤ 500 | 500 < t ≤ 1000 | 1000 < t ≤ 5000 | 5000 < t ≤ 60000
80 ≤ u < 90 | 0 | 0 | 0 | 0 | 0 | 0
70 ≤ u < 80 | 0 | 0 | 0 | 0 | 0 | 0
40 ≤ u < 70 | 0 | 0 | 0 | 0 | 0 | 0
5 ≤ u < 40 | 0 | 0 | 0 | 0 | 0 | 0
u < 5 | 0 | 0 | 0 | 0 | 0 | 0
Total | 0 | 0 | 0 | 0 | 0 | 0
BUH038(PT 38 BUHUSI)¦ meter SN:1009151000001696
Tensiune reziduală u% | Durata t ms |  |  |  |  | Total
| 10 < t ≤ 200 | 200 < t ≤ 500 | 500 < t ≤ 1000 | 1000 < t ≤ 5000 | 5000 < t ≤ 60000
80 ≤ u < 90 | 0 | 0 | 0 | 0 | 0 | 0
70 ≤ u < 80 | 0 | 0 | 0 | 0 | 0 | 0
40 ≤ u < 70 | 0 | 0 | 0 | 0 | 0 | 0
5 ≤ u < 40 | 0 | 0 | 0 | 0 | 0 | 0
u < 5 | 0 | 0 | 0 | 0 | 0 | 0
Total | 0 | 0 | 0 | 0 | 0 | 0
BUH039(PT 39 BUHUSI)¦ meter SN:1009141000000395
Tensiune reziduală u% | Durata t ms |  |  |  |  | Total
| 10 < t ≤ 200 | 200 < t ≤ 500 | 500 < t ≤ 1000 | 1000 < t ≤ 5000 | 5000 < t ≤ 60000
80 ≤ u < 90 | 0 | 0 | 0 | 0 | 0 | 0
70 ≤ u < 80 | 0 | 0 | 0 | 0 | 0 | 0
40 ≤ u < 70 | 0 | 0 | 0 | 0 | 0 | 0
5 ≤ u < 40 | 0 | 0 | 0 | 0 | 0 | 0
u < 5 | 0 | 0 | 0 | 0 | 0 | 0
Total | 0 | 0 | 0 | 0 | 0 | 0
BUH040(PT 40 BUHUSI)¦ meter SN:1009141000001206
Tensiune reziduală u% | Durata t ms |  |  |  |  | Total
| 10 < t ≤ 200 | 200 < t ≤ 500 | 500 < t ≤ 1000 | 1000 < t ≤ 5000 | 5000 < t ≤ 60000
80 ≤ u < 90 | 0 | 0 | 0 | 0 | 0 | 0
70 ≤ u < 80 | 0 | 0 | 0 | 0 | 0 | 0
40 ≤ u < 70 | 0 | 0 | 0 | 0 | 0 | 0
5 ≤ u < 40 | 0 | 0 | 0 | 0 | 0 | 0
u < 5 | 0 | 0 | 0 | 0 | 0 | 0
Total | 0 | 0 | 0 | 0 | 0 | 0
BUH041(PT 41 BUHUSI)¦ meter SN:1009141000000425
Tensiune reziduală u% | Durata t ms |  |  |  |  | Total
| 10 < t ≤ 200 | 200 < t ≤ 500 | 500 < t ≤ 1000 | 1000 < t ≤ 5000 | 5000 < t ≤ 60000
80 ≤ u < 90 | 0 | 0 | 0 | 0 | 0 | 0
70 ≤ u < 80 | 0 | 0 | 0 | 0 | 0 | 0
40 ≤ u < 70 | 0 | 0 | 0 | 0 | 0 | 0
5 ≤ u < 40 | 0 | 0 | 0 | 0 | 0 | 0
u < 5 | 0 | 0 | 0 | 0 | 0 | 0
Total | 0 | 0 | 0 | 0 | 0 | 0
BUH042(PT 42 BUHUSI)¦ meter SN:1009141000000473
Tensiune reziduală u% | Durata t ms |  |  |  |  | Total
| 10 < t ≤ 200 | 200 < t ≤ 500 | 500 < t ≤ 1000 | 1000 < t ≤ 5000 | 5000 < t ≤ 60000
80 ≤ u < 90 | 0 | 0 | 0 | 0 | 0 | 0
70 ≤ u < 80 | 0 | 0 | 0 | 0 | 0 | 0
40 ≤ u < 70 | 0 | 0 | 0 | 0 | 0 | 0
5 ≤ u < 40 | 0 | 0 | 0 | 0 | 0 | 0
u < 5 | 0 | 0 | 0 | 0 | 0 | 0
Total | 0 | 0 | 0 | 0 | 0 | 0
BUH043(PT 43 BUHUSI)¦ meter SN:1009141000000455
Tensiune reziduală u% | Durata t ms |  |  |  |  | Total
| 10 < t ≤ 200 | 200 < t ≤ 500 | 500 < t ≤ 1000 | 1000 < t ≤ 5000 | 5000 < t ≤ 60000
80 ≤ u < 90 | 0 | 0 | 0 | 0 | 0 | 0
70 ≤ u < 80 | 0 | 0 | 0 | 0 | 0 | 0
40 ≤ u < 70 | 0 | 0 | 0 | 0 | 0 | 0
5 ≤ u < 40 | 0 | 0 | 0 | 0 | 0 | 0
u < 5 | 0 | 0 | 0 | 0 | 0 | 0
Total | 0 | 0 | 0 | 0 | 0 | 0
BUH044(PT 44 BUHUSI)¦ meter SN:1009141000000467
Tensiune reziduală u% | Durata t ms |  |  |  |  | Total
| 10 < t ≤ 200 | 200 < t ≤ 500 | 500 < t ≤ 1000 | 1000 < t ≤ 5000 | 5000 < t ≤ 60000
80 ≤ u < 90 | 0 | 0 | 0 | 0 | 0 | 0
70 ≤ u < 80 | 0 | 0 | 0 | 0 | 0 | 0
40 ≤ u < 70 | 0 | 0 | 0 | 0 | 0 | 0
5 ≤ u < 40 | 0 | 0 | 0 | 0 | 0 | 0
u < 5 | 0 | 0 | 0 | 0 | 0 | 0
Total | 0 | 0 | 0 | 0 | 0 | 0
BUH047(PT 47 BUHUSI)¦ meter SN:1009151000001647
Tensiune reziduală u% | Durata t ms |  |  |  |  | Total
| 10 < t ≤ 200 | 200 < t ≤ 500 | 500 < t ≤ 1000 | 1000 < t ≤ 5000 | 5000 < t ≤ 60000
80 ≤ u < 90 | 0 | 0 | 0 | 0 | 0 | 0
70 ≤ u < 80 | 0 | 0 | 0 | 0 | 0 | 0
40 ≤ u < 70 | 0 | 0 | 0 | 0 | 0 | 0
5 ≤ u < 40 | 0 | 0 | 0 | 0 | 0 | 0
u < 5 | 0 | 0 | 0 | 0 | 0 | 0
Total | 0 | 0 | 0 | 0 | 0 | 0
BUH048(PT 48 BUHUSI)¦ meter SN:1009141000000486
Tensiune reziduală u% | Durata t ms |  |  |  |  | Total
| 10 < t ≤ 200 | 200 < t ≤ 500 | 500 < t ≤ 1000 | 1000 < t ≤ 5000 | 5000 < t ≤ 60000
80 ≤ u < 90 | 0 | 0 | 0 | 0 | 0 | 0
70 ≤ u < 80 | 0 | 0 | 0 | 0 | 0 | 0
40 ≤ u < 70 | 0 | 0 | 0 | 0 | 0 | 0
5 ≤ u < 40 | 0 | 0 | 0 | 0 | 0 | 0
u < 5 | 0 | 0 | 0 | 0 | 0 | 0
Total | 0 | 0 | 0 | 0 | 0 | 0
BUH055(PT 55 BUHUSI)¦ meter SN:1009141000000500
Tensiune reziduală u% | Durata t ms |  |  |  |  | Total
| 10 < t ≤ 200 | 200 < t ≤ 500 | 500 < t ≤ 1000 | 1000 < t ≤ 5000 | 5000 < t ≤ 60000
80 ≤ u < 90 | 0 | 0 | 0 | 0 | 0 | 0
70 ≤ u < 80 | 0 | 0 | 0 | 0 | 0 | 0
40 ≤ u < 70 | 0 | 0 | 0 | 0 | 0 | 0
5 ≤ u < 40 | 0 | 0 | 0 | 0 | 0 | 0
u < 5 | 0 | 0 | 0 | 0 | 0 | 0
Total | 0 | 0 | 0 | 0 | 0 | 0
GRLN01(PT 1 GARLENI)¦ meter SN:1009151000001701
Tensiune reziduală u% | Durata t ms |  |  |  |  | Total
| 10 < t ≤ 200 | 200 < t ≤ 500 | 500 < t ≤ 1000 | 1000 < t ≤ 5000 | 5000 < t ≤ 60000
80 ≤ u < 90 | 0 | 0 | 0 | 0 | 0 | 0
70 ≤ u < 80 | 0 | 0 | 0 | 0 | 0 | 0
40 ≤ u < 70 | 0 | 0 | 0 | 0 | 0 | 0
5 ≤ u < 40 | 0 | 0 | 0 | 0 | 0 | 0
u < 5 | 0 | 0 | 0 | 0 | 0 | 0
Total | 0 | 0 | 0 | 0 | 0 | 0
GRLN02(PT 2 GARLENI (GARA))¦ meter SN:1009141000000718
Tensiune reziduală u% | Durata t ms |  |  |  |  | Total
| 10 < t ≤ 200 | 200 < t ≤ 500 | 500 < t ≤ 1000 | 1000 < t ≤ 5000 | 5000 < t ≤ 60000
80 ≤ u < 90 | 0 | 0 | 0 | 0 | 0 | 0
70 ≤ u < 80 | 0 | 0 | 0 | 0 | 0 | 0
40 ≤ u < 70 | 0 | 0 | 0 | 0 | 0 | 0
5 ≤ u < 40 | 0 | 0 | 0 | 0 | 0 | 0
u < 5 | 0 | 0 | 0 | 0 | 0 | 0
Total | 0 | 0 | 0 | 0 | 0 | 0
GRLN04(PT 4 GARLENI)¦ meter SN:1009151000001676
Tensiune reziduală u% | Durata t ms |  |  |  |  | Total
| 10 < t ≤ 200 | 200 < t ≤ 500 | 500 < t ≤ 1000 | 1000 < t ≤ 5000 | 5000 < t ≤ 60000
80 ≤ u < 90 | 0 | 0 | 0 | 0 | 0 | 0
70 ≤ u < 80 | 0 | 0 | 0 | 0 | 0 | 0
40 ≤ u < 70 | 0 | 0 | 0 | 0 | 0 | 0
5 ≤ u < 40 | 0 | 0 | 0 | 0 | 0 | 0
u < 5 | 0 | 0 | 0 | 0 | 0 | 0
Total | 0 | 0 | 0 | 0 | 0 | 0
GRLN05(PT 5 GARLENI)¦ meter SN:1009151000001646
Tensiune reziduală u% | Durata t ms |  |  |  |  | Total
| 10 < t ≤ 200 | 200 < t ≤ 500 | 500 < t ≤ 1000 | 1000 < t ≤ 5000 | 5000 < t ≤ 60000
80 ≤ u < 90 | 0 | 0 | 0 | 0 | 0 | 0
70 ≤ u < 80 | 0 | 0 | 0 | 0 | 0 | 0
40 ≤ u < 70 | 0 | 0 | 0 | 0 | 0 | 0
5 ≤ u < 40 | 0 | 0 | 0 | 0 | 0 | 0
u < 5 | 0 | 0 | 0 | 0 | 0 | 0
Total | 0 | 0 | 0 | 0 | 0 | 0
GRLS01(PT 1 GARLENII DE SUS)¦ meter SN:1009141000000798
Tensiune reziduală u% | Durata t ms |  |  |  |  | Total
| 10 < t ≤ 200 | 200 < t ≤ 500 | 500 < t ≤ 1000 | 1000 < t ≤ 5000 | 5000 < t ≤ 60000
80 ≤ u < 90 | 0 | 0 | 0 | 0 | 0 | 0
70 ≤ u < 80 | 0 | 0 | 0 | 0 | 0 | 0
40 ≤ u < 70 | 0 | 0 | 0 | 0 | 0 | 0
5 ≤ u < 40 | 0 | 0 | 0 | 0 | 0 | 0
u < 5 | 0 | 0 | 0 | 0 | 0 | 0
Total | 0 | 0 | 0 | 0 | 0 | 0
GRLS02(PT 2 GARLENII DE SUS)¦ meter SN:1009141000000750
Tensiune reziduală u% | Durata t ms |  |  |  |  | Total
| 10 < t ≤ 200 | 200 < t ≤ 500 | 500 < t ≤ 1000 | 1000 < t ≤ 5000 | 5000 < t ≤ 60000
80 ≤ u < 90 | 0 | 0 | 0 | 0 | 0 | 0
70 ≤ u < 80 | 0 | 0 | 0 | 0 | 0 | 0
40 ≤ u < 70 | 0 | 0 | 0 | 0 | 0 | 0
5 ≤ u < 40 | 0 | 0 | 0 | 0 | 0 | 0
u < 5 | 0 | 0 | 0 | 0 | 0 | 0
Total | 0 | 0 | 0 | 0 | 0 | 0
GURV01(PT 1 GURA VAII (RACOVA))¦ meter SN:1009141000000661
Tensiune reziduală u% | Durata t ms |  |  |  |  | Total
| 10 < t ≤ 200 | 200 < t ≤ 500 | 500 < t ≤ 1000 | 1000 < t ≤ 5000 | 5000 < t ≤ 60000
80 ≤ u < 90 | 0 | 0 | 0 | 0 | 0 | 0
70 ≤ u < 80 | 0 | 0 | 0 | 0 | 0 | 0
40 ≤ u < 70 | 0 | 0 | 0 | 0 | 0 | 0
5 ≤ u < 40 | 0 | 0 | 0 | 0 | 0 | 0
u < 5 | 0 | 0 | 0 | 0 | 0 | 0
Total | 0 | 0 | 0 | 0 | 0 | 0
GURV02(PT 2 GURA VAII (CAP))¦ meter SN:1009141000000787
Tensiune reziduală u% | Durata t ms |  |  |  |  | Total
| 10 < t ≤ 200 | 200 < t ≤ 500 | 500 < t ≤ 1000 | 1000 < t ≤ 5000 | 5000 < t ≤ 60000
80 ≤ u < 90 | 0 | 0 | 0 | 0 | 0 | 0
70 ≤ u < 80 | 0 | 0 | 0 | 0 | 0 | 0
40 ≤ u < 70 | 0 | 0 | 0 | 0 | 0 | 0
5 ≤ u < 40 | 0 | 0 | 0 | 0 | 0 | 0
u < 5 | 0 | 0 | 0 | 0 | 0 | 0
Total | 0 | 0 | 0 | 0 | 0 | 0
GURV04(PT 4 GURA VAII)¦ meter SN:1009141000001161
Tensiune reziduală u% | Durata t ms |  |  |  |  | Total
| 10 < t ≤ 200 | 200 < t ≤ 500 | 500 < t ≤ 1000 | 1000 < t ≤ 5000 | 5000 < t ≤ 60000
80 ≤ u < 90 | 0 | 0 | 0 | 0 | 0 | 0
70 ≤ u < 80 | 0 | 0 | 0 | 0 | 0 | 0
40 ≤ u < 70 | 0 | 0 | 0 | 0 | 0 | 0
5 ≤ u < 40 | 0 | 0 | 0 | 0 | 0 | 0
u < 5 | 0 | 0 | 0 | 0 | 0 | 0
Total | 0 | 0 | 0 | 0 | 0 | 0
HALM01(PT HALMACIOAIA)¦ meter SN:1009141000000722
Tensiune reziduală u% | Durata t ms |  |  |  |  | Total
| 10 < t ≤ 200 | 200 < t ≤ 500 | 500 < t ≤ 1000 | 1000 < t ≤ 5000 | 5000 < t ≤ 60000
80 ≤ u < 90 | 0 | 0 | 0 | 0 | 0 | 0
70 ≤ u < 80 | 0 | 0 | 0 | 0 | 0 | 0
40 ≤ u < 70 | 0 | 0 | 0 | 0 | 0 | 0
5 ≤ u < 40 | 0 | 0 | 0 | 0 | 0 | 0
u < 5 | 0 | 0 | 0 | 0 | 0 | 0
Total | 0 | 0 | 0 | 0 | 0 | 0
ILIE01(PT ILIESI)¦ meter SN:1009141000000636
Tensiune reziduală u% | Durata t ms |  |  |  |  | Total
| 10 < t ≤ 200 | 200 < t ≤ 500 | 500 < t ≤ 1000 | 1000 < t ≤ 5000 | 5000 < t ≤ 60000
80 ≤ u < 90 | 0 | 0 | 0 | 0 | 0 | 0
70 ≤ u < 80 | 0 | 0 | 0 | 0 | 0 | 0
40 ≤ u < 70 | 0 | 0 | 0 | 0 | 0 | 0
5 ≤ u < 40 | 0 | 0 | 0 | 0 | 0 | 0
u < 5 | 0 | 0 | 0 | 0 | 0 | 0
Total | 0 | 0 | 0 | 0 | 0 | 0
LSPZ02(PT 2 LESPEZI)¦ meter SN:1702434126595827
Tensiune reziduală u% | Durata t ms |  |  |  |  | Total
| 10 < t ≤ 200 | 200 < t ≤ 500 | 500 < t ≤ 1000 | 1000 < t ≤ 5000 | 5000 < t ≤ 60000
80 ≤ u < 90 | 0 | 0 | 0 | 0 | 0 | 0
70 ≤ u < 80 | 0 | 0 | 0 | 0 | 0 | 0
40 ≤ u < 70 | 0 | 0 | 0 | 0 | 0 | 0
5 ≤ u < 40 | 0 | 0 | 0 | 0 | 0 | 0
u < 5 | 0 | 0 | 0 | 0 | 0 | 0
Total | 0 | 0 | 0 | 0 | 0 | 0
LSPZ04(PT 4 LESPEZI)¦ meter SN:1702234122645989
Tensiune reziduală u% | Durata t ms |  |  |  |  | Total
| 10 < t ≤ 200 | 200 < t ≤ 500 | 500 < t ≤ 1000 | 1000 < t ≤ 5000 | 5000 < t ≤ 60000
80 ≤ u < 90 | 0 | 0 | 0 | 0 | 0 | 0
70 ≤ u < 80 | 0 | 0 | 0 | 0 | 0 | 0
40 ≤ u < 70 | 0 | 0 | 0 | 0 | 0 | 0
5 ≤ u < 40 | 0 | 0 | 0 | 0 | 0 | 0
u < 5 | 0 | 0 | 0 | 0 | 0 | 0
Total | 0 | 0 | 0 | 0 | 0 | 0
LSPZ05(PT 5 LESPEZI)¦ meter SN:1702234122645990
Tensiune reziduală u% | Durata t ms |  |  |  |  | Total
| 10 < t ≤ 200 | 200 < t ≤ 500 | 500 < t ≤ 1000 | 1000 < t ≤ 5000 | 5000 < t ≤ 60000
80 ≤ u < 90 | 0 | 0 | 0 | 0 | 0 | 0
70 ≤ u < 80 | 0 | 0 | 0 | 0 | 0 | 0
40 ≤ u < 70 | 0 | 0 | 0 | 0 | 0 | 0
5 ≤ u < 40 | 0 | 0 | 0 | 0 | 0 | 0
u < 5 | 0 | 0 | 0 | 0 | 0 | 0
Total | 0 | 0 | 0 | 0 | 0 | 0
PONE01(PT POIANA NEGUSTORULUI)¦ meter SN:1009141000000429
Tensiune reziduală u% | Durata t ms |  |  |  |  | Total
| 10 < t ≤ 200 | 200 < t ≤ 500 | 500 < t ≤ 1000 | 1000 < t ≤ 5000 | 5000 < t ≤ 60000
80 ≤ u < 90 | 0 | 0 | 0 | 0 | 0 | 0
70 ≤ u < 80 | 0 | 0 | 0 | 0 | 0 | 0
40 ≤ u < 70 | 0 | 0 | 0 | 0 | 0 | 0
5 ≤ u < 40 | 0 | 0 | 0 | 0 | 0 | 0
u < 5 | 0 | 0 | 0 | 0 | 0 | 0
Total | 0 | 0 | 0 | 0 | 0 | 0
RACO01(PT 1 RACOVA)¦ meter SN:1009141000000205
Tensiune reziduală u% | Durata t ms |  |  |  |  | Total
| 10 < t ≤ 200 | 200 < t ≤ 500 | 500 < t ≤ 1000 | 1000 < t ≤ 5000 | 5000 < t ≤ 60000
80 ≤ u < 90 | 0 | 0 | 0 | 0 | 0 | 0
70 ≤ u < 80 | 0 | 0 | 0 | 0 | 0 | 0
40 ≤ u < 70 | 0 | 0 | 0 | 0 | 0 | 0
5 ≤ u < 40 | 0 | 0 | 0 | 0 | 0 | 0
u < 5 | 0 | 0 | 0 | 0 | 0 | 0
Total | 0 | 0 | 0 | 0 | 0 | 0
RACO02(PT 2 RACOVA)¦ meter SN:1009141000000164
Tensiune reziduală u% | Durata t ms |  |  |  |  | Total
| 10 < t ≤ 200 | 200 < t ≤ 500 | 500 < t ≤ 1000 | 1000 < t ≤ 5000 | 5000 < t ≤ 60000
80 ≤ u < 90 | 0 | 0 | 0 | 0 | 0 | 0
70 ≤ u < 80 | 0 | 0 | 0 | 0 | 0 | 0
40 ≤ u < 70 | 0 | 0 | 0 | 0 | 0 | 0
5 ≤ u < 40 | 0 | 0 | 0 | 0 | 0 | 0
u < 5 | 0 | 0 | 0 | 0 | 0 | 0
Total | 0 | 0 | 0 | 0 | 0 | 0
RACO03(PT 3 RACOVA)¦ meter SN:1009141000000781
Tensiune reziduală u% | Durata t ms |  |  |  |  | Total
| 10 < t ≤ 200 | 200 < t ≤ 500 | 500 < t ≤ 1000 | 1000 < t ≤ 5000 | 5000 < t ≤ 60000
80 ≤ u < 90 | 0 | 0 | 0 | 0 | 0 | 0
70 ≤ u < 80 | 0 | 0 | 0 | 0 | 0 | 0
40 ≤ u < 70 | 0 | 0 | 0 | 0 | 0 | 0
5 ≤ u < 40 | 0 | 0 | 0 | 0 | 0 | 0
u < 5 | 0 | 0 | 0 | 0 | 0 | 0
Total | 0 | 0 | 0 | 0 | 0 | 0
RACO04(PT 4 RACOVA)¦ meter SN:1009141000000856
Tensiune reziduală u% | Durata t ms |  |  |  |  | Total
| 10 < t ≤ 200 | 200 < t ≤ 500 | 500 < t ≤ 1000 | 1000 < t ≤ 5000 | 5000 < t ≤ 60000
80 ≤ u < 90 | 0 | 0 | 0 | 0 | 0 | 0
70 ≤ u < 80 | 0 | 0 | 0 | 0 | 0 | 0
40 ≤ u < 70 | 0 | 0 | 0 | 0 | 0 | 0
5 ≤ u < 40 | 0 | 0 | 0 | 0 | 0 | 0
u < 5 | 0 | 0 | 0 | 0 | 0 | 0
Total | 0 | 0 | 0 | 0 | 0 | 0
RACO05(PT 5 RACOVA)¦ meter SN:1009141000000789
Tensiune reziduală u% | Durata t ms |  |  |  |  | Total
| 10 < t ≤ 200 | 200 < t ≤ 500 | 500 < t ≤ 1000 | 1000 < t ≤ 5000 | 5000 < t ≤ 60000
80 ≤ u < 90 | 0 | 0 | 0 | 0 | 0 | 0
70 ≤ u < 80 | 0 | 0 | 0 | 0 | 0 | 0
40 ≤ u < 70 | 0 | 0 | 0 | 0 | 0 | 0
5 ≤ u < 40 | 0 | 0 | 0 | 0 | 0 | 0
u < 5 | 0 | 0 | 0 | 0 | 0 | 0
Total | 0 | 0 | 0 | 0 | 0 | 0
RUNB02(PT 2 RUNC)¦ meter SN:1009151000001624
Tensiune reziduală u% | Durata t ms |  |  |  |  | Total
| 10 < t ≤ 200 | 200 < t ≤ 500 | 500 < t ≤ 1000 | 1000 < t ≤ 5000 | 5000 < t ≤ 60000
80 ≤ u < 90 | 0 | 0 | 0 | 0 | 0 | 0
70 ≤ u < 80 | 0 | 0 | 0 | 0 | 0 | 0
40 ≤ u < 70 | 0 | 0 | 0 | 0 | 0 | 0
5 ≤ u < 40 | 0 | 0 | 0 | 0 | 0 | 0
u < 5 | 0 | 0 | 0 | 0 | 0 | 0
Total | 0 | 0 | 0 | 0 | 0 | 0
SURI01(PT SURINA)¦ meter SN:1009141000000183
Tensiune reziduală u% | Durata t ms |  |  |  |  | Total
| 10 < t ≤ 200 | 200 < t ≤ 500 | 500 < t ≤ 1000 | 1000 < t ≤ 5000 | 5000 < t ≤ 60000
80 ≤ u < 90 | 0 | 0 | 0 | 0 | 0 | 0
70 ≤ u < 80 | 0 | 0 | 0 | 0 | 0 | 0
40 ≤ u < 70 | 0 | 0 | 0 | 0 | 0 | 0
5 ≤ u < 40 | 0 | 0 | 0 | 0 | 0 | 0
u < 5 | 0 | 0 | 0 | 0 | 0 | 0
Total | 0 | 0 | 0 | 0 | 0 | 0
TARM01(PT 1 TARDENI)¦ meter SN:1009141000000727
Tensiune reziduală u% | Durata t ms |  |  |  |  | Total
| 10 < t ≤ 200 | 200 < t ≤ 500 | 500 < t ≤ 1000 | 1000 < t ≤ 5000 | 5000 < t ≤ 60000
80 ≤ u < 90 | 0 | 0 | 0 | 0 | 0 | 0
70 ≤ u < 80 | 0 | 0 | 0 | 0 | 0 | 0
40 ≤ u < 70 | 0 | 0 | 0 | 0 | 0 | 0
5 ≤ u < 40 | 0 | 0 | 0 | 0 | 0 | 0
u < 5 | 0 | 0 | 0 | 0 | 0 | 0
Total | 0 | 0 | 0 | 0 | 0 | 0
TARM02(PT 2 TARDENI)¦ meter SN:1009141000000862
Tensiune reziduală u% | Durata t ms |  |  |  |  | Total
| 10 < t ≤ 200 | 200 < t ≤ 500 | 500 < t ≤ 1000 | 1000 < t ≤ 5000 | 5000 < t ≤ 60000
80 ≤ u < 90 | 0 | 0 | 0 | 0 | 0 | 0
70 ≤ u < 80 | 0 | 0 | 0 | 0 | 0 | 0
40 ≤ u < 70 | 0 | 0 | 0 | 0 | 0 | 0
5 ≤ u < 40 | 0 | 0 | 0 | 0 | 0 | 0
u < 5 | 0 | 0 | 0 | 0 | 0 | 0
Total | 0 | 0 | 0 | 0 | 0 | 0
TARM03(PT 3 TARDENI)¦ meter SN:1009141000000313
Tensiune reziduală u% | Durata t ms |  |  |  |  | Total
| 10 < t ≤ 200 | 200 < t ≤ 500 | 500 < t ≤ 1000 | 1000 < t ≤ 5000 | 5000 < t ≤ 60000
80 ≤ u < 90 | 0 | 0 | 0 | 0 | 0 | 0
70 ≤ u < 80 | 0 | 0 | 0 | 0 | 0 | 0
40 ≤ u < 70 | 0 | 0 | 0 | 0 | 0 | 0
5 ≤ u < 40 | 0 | 0 | 0 | 0 | 0 | 0
u < 5 | 0 | 0 | 0 | 0 | 0 | 0
Total | 0 | 0 | 0 | 0 | 0 | 0
VAIO01(PT 1 VALEA LUI ION)¦ meter SN:1009151000001640
Tensiune reziduală u% | Durata t ms |  |  |  |  | Total
| 10 < t ≤ 200 | 200 < t ≤ 500 | 500 < t ≤ 1000 | 1000 < t ≤ 5000 | 5000 < t ≤ 60000
80 ≤ u < 90 | 0 | 0 | 0 | 0 | 0 | 0
70 ≤ u < 80 | 0 | 0 | 0 | 0 | 0 | 0
40 ≤ u < 70 | 0 | 0 | 0 | 0 | 0 | 0
5 ≤ u < 40 | 0 | 0 | 0 | 0 | 0 | 0
u < 5 | 0 | 0 | 0 | 0 | 0 | 0
Total | 0 | 0 | 0 | 0 | 0 | 0
VAIO02(PT 2 VALEA LUI ION)¦ meter SN:1009141000000038
Tensiune reziduală u% | Durata t ms |  |  |  |  | Total
| 10 < t ≤ 200 | 200 < t ≤ 500 | 500 < t ≤ 1000 | 1000 < t ≤ 5000 | 5000 < t ≤ 60000
80 ≤ u < 90 | 0 | 0 | 0 | 0 | 0 | 0
70 ≤ u < 80 | 0 | 0 | 0 | 0 | 0 | 0
40 ≤ u < 70 | 0 | 0 | 0 | 0 | 0 | 0
5 ≤ u < 40 | 0 | 0 | 0 | 0 | 0 | 0
u < 5 | 0 | 0 | 0 | 0 | 0 | 0
Total | 0 | 0 | 0 | 0 | 0 | 0
ANDS01(PT 1 ANDRIESESTI(LUPTRANS))¦ meter SN:1009141000000168
Tensiune reziduală u% | Durata t ms |  |  |  |  | Total
| 10 < t ≤ 200 | 200 < t ≤ 500 | 500 < t ≤ 1000 | 1000 < t ≤ 5000 | 5000 < t ≤ 60000
80 ≤ u < 90 | 0 | 0 | 0 | 0 | 0 | 0
70 ≤ u < 80 | 0 | 0 | 0 | 0 | 0 | 0
40 ≤ u < 70 | 0 | 0 | 0 | 0 | 0 | 0
5 ≤ u < 40 | 0 | 0 | 0 | 0 | 0 | 0
u < 5 | 0 | 0 | 0 | 0 | 0 | 0
Total | 0 | 0 | 0 | 0 | 0 | 0
ANDS03(PT 3 ANDRIESESTI)¦ meter SN:1009141000000172
Tensiune reziduală u% | Durata t ms |  |  |  |  | Total
| 10 < t ≤ 200 | 200 < t ≤ 500 | 500 < t ≤ 1000 | 1000 < t ≤ 5000 | 5000 < t ≤ 60000
80 ≤ u < 90 | 0 | 0 | 0 | 0 | 0 | 0
70 ≤ u < 80 | 0 | 0 | 0 | 0 | 0 | 0
40 ≤ u < 70 | 0 | 0 | 0 | 0 | 0 | 0
5 ≤ u < 40 | 0 | 0 | 0 | 0 | 0 | 0
u < 5 | 0 | 0 | 0 | 0 | 0 | 0
Total | 0 | 0 | 0 | 0 | 0 | 0
ANDS05(PT 5 ANDRIESESTI)¦ meter SN:1009141000000199
Tensiune reziduală u% | Durata t ms |  |  |  |  | Total
| 10 < t ≤ 200 | 200 < t ≤ 500 | 500 < t ≤ 1000 | 1000 < t ≤ 5000 | 5000 < t ≤ 60000
80 ≤ u < 90 | 0 | 0 | 0 | 0 | 0 | 0
70 ≤ u < 80 | 0 | 0 | 0 | 0 | 0 | 0
40 ≤ u < 70 | 0 | 0 | 0 | 0 | 0 | 0
5 ≤ u < 40 | 0 | 0 | 0 | 0 | 0 | 0
u < 5 | 0 | 0 | 0 | 0 | 0 | 0
Total | 0 | 0 | 0 | 0 | 0 | 0
BART01(PT 1 BARATI)¦ meter SN:1009141000000346
Tensiune reziduală u% | Durata t ms |  |  |  |  | Total
| 10 < t ≤ 200 | 200 < t ≤ 500 | 500 < t ≤ 1000 | 1000 < t ≤ 5000 | 5000 < t ≤ 60000
80 ≤ u < 90 | 0 | 0 | 0 | 0 | 0 | 0
70 ≤ u < 80 | 0 | 0 | 0 | 0 | 0 | 0
40 ≤ u < 70 | 0 | 0 | 0 | 0 | 0 | 0
5 ≤ u < 40 | 0 | 0 | 0 | 0 | 0 | 0
u < 5 | 0 | 0 | 0 | 0 | 0 | 0
Total | 0 | 0 | 0 | 0 | 0 | 0
BART02(PT 2 BARATI SMA)¦ meter SN:1009141000000339
Tensiune reziduală u% | Durata t ms |  |  |  |  | Total
| 10 < t ≤ 200 | 200 < t ≤ 500 | 500 < t ≤ 1000 | 1000 < t ≤ 5000 | 5000 < t ≤ 60000
80 ≤ u < 90 | 0 | 0 | 0 | 0 | 0 | 0
70 ≤ u < 80 | 0 | 0 | 0 | 0 | 0 | 0
40 ≤ u < 70 | 0 | 0 | 0 | 0 | 0 | 0
5 ≤ u < 40 | 0 | 0 | 0 | 0 | 0 | 0
u < 5 | 0 | 0 | 0 | 0 | 0 | 0
Total | 0 | 0 | 0 | 0 | 0 | 0
BART06(PT 6 BARATI)¦ meter SN:1009141000000658
Tensiune reziduală u% | Durata t ms |  |  |  |  | Total
| 10 < t ≤ 200 | 200 < t ≤ 500 | 500 < t ≤ 1000 | 1000 < t ≤ 5000 | 5000 < t ≤ 60000
80 ≤ u < 90 | 0 | 0 | 0 | 0 | 0 | 0
70 ≤ u < 80 | 0 | 0 | 0 | 0 | 0 | 0
40 ≤ u < 70 | 0 | 0 | 0 | 0 | 0 | 0
5 ≤ u < 40 | 0 | 0 | 0 | 0 | 0 | 0
u < 5 | 0 | 0 | 0 | 0 | 0 | 0
Total | 0 | 0 | 0 | 0 | 0 | 0
BART07(PT 7 BARATI)¦ meter SN:1009151000001638
Tensiune reziduală u% | Durata t ms |  |  |  |  | Total
| 10 < t ≤ 200 | 200 < t ≤ 500 | 500 < t ≤ 1000 | 1000 < t ≤ 5000 | 5000 < t ≤ 60000
80 ≤ u < 90 | 0 | 0 | 0 | 0 | 0 | 0
70 ≤ u < 80 | 0 | 0 | 0 | 0 | 0 | 0
40 ≤ u < 70 | 0 | 0 | 0 | 0 | 0 | 0
5 ≤ u < 40 | 0 | 0 | 0 | 0 | 0 | 0
u < 5 | 0 | 0 | 0 | 0 | 0 | 0
Total | 0 | 0 | 0 | 0 | 0 | 0
BART09(PT 9 BARATI)¦ meter SN:1009141000000294
Tensiune reziduală u% | Durata t ms |  |  |  |  | Total
| 10 < t ≤ 200 | 200 < t ≤ 500 | 500 < t ≤ 1000 | 1000 < t ≤ 5000 | 5000 < t ≤ 60000
80 ≤ u < 90 | 0 | 0 | 0 | 0 | 0 | 0
70 ≤ u < 80 | 0 | 0 | 0 | 0 | 0 | 0
40 ≤ u < 70 | 0 | 0 | 0 | 0 | 0 | 0
5 ≤ u < 40 | 0 | 0 | 0 | 0 | 0 | 0
u < 5 | 0 | 0 | 0 | 0 | 0 | 0
Total | 0 | 0 | 0 | 0 | 0 | 0
BART10(PT 10 BARATI)¦ meter SN:1009141000000432
Tensiune reziduală u% | Durata t ms |  |  |  |  | Total
| 10 < t ≤ 200 | 200 < t ≤ 500 | 500 < t ≤ 1000 | 1000 < t ≤ 5000 | 5000 < t ≤ 60000
80 ≤ u < 90 | 0 | 0 | 0 | 0 | 0 | 0
70 ≤ u < 80 | 0 | 0 | 0 | 0 | 0 | 0
40 ≤ u < 70 | 0 | 0 | 0 | 0 | 0 | 0
5 ≤ u < 40 | 0 | 0 | 0 | 0 | 0 | 0
u < 5 | 0 | 0 | 0 | 0 | 0 | 0
Total | 0 | 0 | 0 | 0 | 0 | 0
CRIH01(PT 1 CRIHAN)¦ meter SN:1009141000000017
Tensiune reziduală u% | Durata t ms |  |  |  |  | Total
| 10 < t ≤ 200 | 200 < t ≤ 500 | 500 < t ≤ 1000 | 1000 < t ≤ 5000 | 5000 < t ≤ 60000
80 ≤ u < 90 | 0 | 0 | 0 | 0 | 0 | 0
70 ≤ u < 80 | 0 | 0 | 0 | 0 | 0 | 0
40 ≤ u < 70 | 0 | 0 | 0 | 0 | 0 | 0
5 ≤ u < 40 | 0 | 0 | 0 | 0 | 0 | 0
u < 5 | 0 | 0 | 0 | 0 | 0 | 0
Total | 0 | 0 | 0 | 0 | 0 | 0
CRIH02(PT 2 CRIHAN)¦ meter SN:1009141000000019
Tensiune reziduală u% | Durata t ms |  |  |  |  | Total
| 10 < t ≤ 200 | 200 < t ≤ 500 | 500 < t ≤ 1000 | 1000 < t ≤ 5000 | 5000 < t ≤ 60000
80 ≤ u < 90 | 0 | 0 | 0 | 0 | 0 | 0
70 ≤ u < 80 | 0 | 0 | 0 | 0 | 0 | 0
40 ≤ u < 70 | 0 | 0 | 0 | 0 | 0 | 0
5 ≤ u < 40 | 0 | 0 | 0 | 0 | 0 | 0
u < 5 | 0 | 0 | 0 | 0 | 0 | 0
Total | 0 | 0 | 0 | 0 | 0 | 0
DUBA01(PT DUBAS)¦ meter SN:1009141000000433
Tensiune reziduală u% | Durata t ms |  |  |  |  | Total
| 10 < t ≤ 200 | 200 < t ≤ 500 | 500 < t ≤ 1000 | 1000 < t ≤ 5000 | 5000 < t ≤ 60000
80 ≤ u < 90 | 0 | 0 | 0 | 0 | 0 | 0
70 ≤ u < 80 | 0 | 0 | 0 | 0 | 0 | 0
40 ≤ u < 70 | 0 | 0 | 0 | 0 | 0 | 0
5 ≤ u < 40 | 0 | 0 | 0 | 0 | 0 | 0
u < 5 | 0 | 0 | 0 | 0 | 0 | 0
Total | 0 | 0 | 0 | 0 | 0 | 0
FNTN01(PT 1 FANTANELE)¦ meter SN:1009141000000200
Tensiune reziduală u% | Durata t ms |  |  |  |  | Total
| 10 < t ≤ 200 | 200 < t ≤ 500 | 500 < t ≤ 1000 | 1000 < t ≤ 5000 | 5000 < t ≤ 60000
80 ≤ u < 90 | 0 | 0 | 0 | 0 | 0 | 0
70 ≤ u < 80 | 0 | 0 | 0 | 0 | 0 | 0
40 ≤ u < 70 | 0 | 0 | 0 | 0 | 0 | 0
5 ≤ u < 40 | 0 | 0 | 0 | 0 | 0 | 0
u < 5 | 0 | 0 | 0 | 0 | 0 | 0
Total | 0 | 0 | 0 | 0 | 0 | 0
HEME01(PT 1 HEMEIUSI)¦ meter SN:1009141000000284
Tensiune reziduală u% | Durata t ms |  |  |  |  | Total
| 10 < t ≤ 200 | 200 < t ≤ 500 | 500 < t ≤ 1000 | 1000 < t ≤ 5000 | 5000 < t ≤ 60000
80 ≤ u < 90 | 0 | 0 | 0 | 0 | 0 | 0
70 ≤ u < 80 | 0 | 0 | 0 | 0 | 0 | 0
40 ≤ u < 70 | 0 | 0 | 0 | 0 | 0 | 0
5 ≤ u < 40 | 0 | 0 | 0 | 0 | 0 | 0
u < 5 | 0 | 0 | 0 | 0 | 0 | 0
Total | 0 | 0 | 0 | 0 | 0 | 0
HEME02(PT 2 HEMEIUSI)¦ meter SN:1009141000000220
Tensiune reziduală u% | Durata t ms |  |  |  |  | Total
| 10 < t ≤ 200 | 200 < t ≤ 500 | 500 < t ≤ 1000 | 1000 < t ≤ 5000 | 5000 < t ≤ 60000
80 ≤ u < 90 | 0 | 0 | 0 | 0 | 0 | 0
70 ≤ u < 80 | 0 | 0 | 0 | 0 | 0 | 0
40 ≤ u < 70 | 0 | 0 | 0 | 0 | 0 | 0
5 ≤ u < 40 | 0 | 0 | 0 | 0 | 0 | 0
u < 5 | 0 | 0 | 0 | 0 | 0 | 0
Total | 0 | 0 | 0 | 0 | 0 | 0
HEME03(PT 3 HEMEIUSI)¦ meter SN:1009141000000970
Tensiune reziduală u% | Durata t ms |  |  |  |  | Total
| 10 < t ≤ 200 | 200 < t ≤ 500 | 500 < t ≤ 1000 | 1000 < t ≤ 5000 | 5000 < t ≤ 60000
80 ≤ u < 90 | 0 | 0 | 0 | 0 | 0 | 0
70 ≤ u < 80 | 0 | 0 | 0 | 0 | 0 | 0
40 ≤ u < 70 | 0 | 0 | 0 | 0 | 0 | 0
5 ≤ u < 40 | 0 | 0 | 0 | 0 | 0 | 0
u < 5 | 0 | 0 | 0 | 0 | 0 | 0
Total | 0 | 0 | 0 | 0 | 0 | 0
HEME07(PT 7 HEMEIUSI)¦ meter SN:1009141000000739
Tensiune reziduală u% | Durata t ms |  |  |  |  | Total
| 10 < t ≤ 200 | 200 < t ≤ 500 | 500 < t ≤ 1000 | 1000 < t ≤ 5000 | 5000 < t ≤ 60000
80 ≤ u < 90 | 0 | 0 | 0 | 0 | 0 | 0
70 ≤ u < 80 | 0 | 0 | 0 | 0 | 0 | 0
40 ≤ u < 70 | 0 | 0 | 0 | 0 | 0 | 0
5 ≤ u < 40 | 0 | 0 | 0 | 0 | 0 | 0
u < 5 | 0 | 0 | 0 | 0 | 0 | 0
Total | 0 | 0 | 0 | 0 | 0 | 0
HEME10(PT 10 HEMEIUSI)¦ meter SN:1009141000000218
Tensiune reziduală u% | Durata t ms |  |  |  |  | Total
| 10 < t ≤ 200 | 200 < t ≤ 500 | 500 < t ≤ 1000 | 1000 < t ≤ 5000 | 5000 < t ≤ 60000
80 ≤ u < 90 | 0 | 0 | 0 | 0 | 0 | 0
70 ≤ u < 80 | 0 | 0 | 0 | 0 | 0 | 0
40 ≤ u < 70 | 0 | 0 | 0 | 0 | 0 | 0
5 ≤ u < 40 | 0 | 0 | 0 | 0 | 0 | 0
u < 5 | 0 | 0 | 0 | 0 | 0 | 0
Total | 0 | 0 | 0 | 0 | 0 | 0
HEME11(PTAB 11 HEMEIUSI)¦ meter SN:1009141000000242
Tensiune reziduală u% | Durata t ms |  |  |  |  | Total
| 10 < t ≤ 200 | 200 < t ≤ 500 | 500 < t ≤ 1000 | 1000 < t ≤ 5000 | 5000 < t ≤ 60000
80 ≤ u < 90 | 0 | 0 | 0 | 0 | 0 | 0
70 ≤ u < 80 | 0 | 0 | 0 | 0 | 0 | 0
40 ≤ u < 70 | 0 | 0 | 0 | 0 | 0 | 0
5 ≤ u < 40 | 0 | 0 | 0 | 0 | 0 | 0
u < 5 | 0 | 0 | 0 | 0 | 0 | 0
Total | 0 | 0 | 0 | 0 | 0 | 0
HEME12(PTA 12 HEMEIUSI)¦ meter SN:1009141000000559
Tensiune reziduală u% | Durata t ms |  |  |  |  | Total
| 10 < t ≤ 200 | 200 < t ≤ 500 | 500 < t ≤ 1000 | 1000 < t ≤ 5000 | 5000 < t ≤ 60000
80 ≤ u < 90 | 0 | 0 | 0 | 0 | 0 | 0
70 ≤ u < 80 | 0 | 0 | 0 | 0 | 0 | 0
40 ≤ u < 70 | 0 | 0 | 0 | 0 | 0 | 0
5 ≤ u < 40 | 0 | 0 | 0 | 0 | 0 | 0
u < 5 | 0 | 0 | 0 | 0 | 0 | 0
Total | 0 | 0 | 0 | 0 | 0 | 0
LILI02(PT 2 LILIECI)¦ meter SN:1009151000001619
Tensiune reziduală u% | Durata t ms |  |  |  |  | Total
| 10 < t ≤ 200 | 200 < t ≤ 500 | 500 < t ≤ 1000 | 1000 < t ≤ 5000 | 5000 < t ≤ 60000
80 ≤ u < 90 | 0 | 0 | 0 | 0 | 0 | 0
70 ≤ u < 80 | 0 | 0 | 0 | 0 | 0 | 0
40 ≤ u < 70 | 0 | 0 | 0 | 0 | 0 | 0
5 ≤ u < 40 | 0 | 0 | 0 | 0 | 0 | 0
u < 5 | 0 | 0 | 0 | 0 | 0 | 0
Total | 0 | 0 | 0 | 0 | 0 | 0
LILI03(PT 3 LILIECI)¦ meter SN:1009141000001243
Tensiune reziduală u% | Durata t ms |  |  |  |  | Total
| 10 < t ≤ 200 | 200 < t ≤ 500 | 500 < t ≤ 1000 | 1000 < t ≤ 5000 | 5000 < t ≤ 60000
80 ≤ u < 90 | 0 | 0 | 0 | 0 | 0 | 0
70 ≤ u < 80 | 0 | 0 | 0 | 0 | 0 | 0
40 ≤ u < 70 | 0 | 0 | 0 | 0 | 0 | 0
5 ≤ u < 40 | 0 | 0 | 0 | 0 | 0 | 0
u < 5 | 0 | 0 | 0 | 0 | 0 | 0
Total | 0 | 0 | 0 | 0 | 0 | 0
LILI04(PT 4 LILIECI)¦ meter SN:1009141000001032
Tensiune reziduală u% | Durata t ms |  |  |  |  | Total
| 10 < t ≤ 200 | 200 < t ≤ 500 | 500 < t ≤ 1000 | 1000 < t ≤ 5000 | 5000 < t ≤ 60000
80 ≤ u < 90 | 0 | 0 | 0 | 0 | 0 | 0
70 ≤ u < 80 | 0 | 0 | 0 | 0 | 0 | 0
40 ≤ u < 70 | 0 | 0 | 0 | 0 | 0 | 0
5 ≤ u < 40 | 0 | 0 | 0 | 0 | 0 | 0
u < 5 | 0 | 0 | 0 | 0 | 0 | 0
Total | 0 | 0 | 0 | 0 | 0 | 0
LILI05(PT 5 LILIECI)¦ meter SN:1009141000000700
Tensiune reziduală u% | Durata t ms |  |  |  |  | Total
| 10 < t ≤ 200 | 200 < t ≤ 500 | 500 < t ≤ 1000 | 1000 < t ≤ 5000 | 5000 < t ≤ 60000
80 ≤ u < 90 | 0 | 0 | 0 | 0 | 0 | 0
70 ≤ u < 80 | 0 | 0 | 0 | 0 | 0 | 0
40 ≤ u < 70 | 0 | 0 | 0 | 0 | 0 | 0
5 ≤ u < 40 | 0 | 0 | 0 | 0 | 0 | 0
u < 5 | 0 | 0 | 0 | 0 | 0 | 0
Total | 0 | 0 | 0 | 0 | 0 | 0
LILI07(PT 7 LILIECI)¦ meter SN:1009141000000857
Tensiune reziduală u% | Durata t ms |  |  |  |  | Total
| 10 < t ≤ 200 | 200 < t ≤ 500 | 500 < t ≤ 1000 | 1000 < t ≤ 5000 | 5000 < t ≤ 60000
80 ≤ u < 90 | 0 | 0 | 0 | 0 | 0 | 0
70 ≤ u < 80 | 0 | 0 | 0 | 0 | 0 | 0
40 ≤ u < 70 | 0 | 0 | 0 | 0 | 0 | 0
5 ≤ u < 40 | 0 | 0 | 0 | 0 | 0 | 0
u < 5 | 0 | 0 | 0 | 0 | 0 | 0
Total | 0 | 0 | 0 | 0 | 0 | 0
LILI09(PT 9 LILIECI (UNITATE MILITARA))¦ meter SN:1009151000001488
Tensiune reziduală u% | Durata t ms |  |  |  |  | Total
| 10 < t ≤ 200 | 200 < t ≤ 500 | 500 < t ≤ 1000 | 1000 < t ≤ 5000 | 5000 < t ≤ 60000
80 ≤ u < 90 | 0 | 0 | 0 | 0 | 0 | 0
70 ≤ u < 80 | 0 | 0 | 0 | 0 | 0 | 0
40 ≤ u < 70 | 0 | 0 | 0 | 0 | 0 | 0
5 ≤ u < 40 | 0 | 0 | 0 | 0 | 0 | 0
u < 5 | 0 | 0 | 0 | 0 | 0 | 0
Total | 0 | 0 | 0 | 0 | 0 | 0
LNCN01(PT 1 LUNCANI)¦ meter SN:1009141000000170
Tensiune reziduală u% | Durata t ms |  |  |  |  | Total
| 10 < t ≤ 200 | 200 < t ≤ 500 | 500 < t ≤ 1000 | 1000 < t ≤ 5000 | 5000 < t ≤ 60000
80 ≤ u < 90 | 0 | 0 | 0 | 0 | 0 | 0
70 ≤ u < 80 | 0 | 0 | 0 | 0 | 0 | 0
40 ≤ u < 70 | 0 | 0 | 0 | 0 | 0 | 0
5 ≤ u < 40 | 0 | 0 | 0 | 0 | 0 | 0
u < 5 | 0 | 0 | 0 | 0 | 0 | 0
Total | 0 | 0 | 0 | 0 | 0 | 0
LNCN05(PT 5 LUNCANI)¦ meter SN:1009151000002200
Tensiune reziduală u% | Durata t ms |  |  |  |  | Total
| 10 < t ≤ 200 | 200 < t ≤ 500 | 500 < t ≤ 1000 | 1000 < t ≤ 5000 | 5000 < t ≤ 60000
80 ≤ u < 90 | 0 | 0 | 0 | 0 | 0 | 0
70 ≤ u < 80 | 0 | 0 | 0 | 0 | 0 | 0
40 ≤ u < 70 | 0 | 0 | 0 | 0 | 0 | 0
5 ≤ u < 40 | 0 | 0 | 0 | 0 | 0 | 0
u < 5 | 0 | 0 | 0 | 0 | 0 | 0
Total | 0 | 0 | 0 | 0 | 0 | 0
LNCN06(PT 6 LUNCANI)¦ meter SN:1009151000002706
Tensiune reziduală u% | Durata t ms |  |  |  |  | Total
| 10 < t ≤ 200 | 200 < t ≤ 500 | 500 < t ≤ 1000 | 1000 < t ≤ 5000 | 5000 < t ≤ 60000
80 ≤ u < 90 | 0 | 0 | 0 | 0 | 0 | 0
70 ≤ u < 80 | 0 | 0 | 0 | 0 | 0 | 0
40 ≤ u < 70 | 0 | 0 | 0 | 0 | 0 | 0
5 ≤ u < 40 | 0 | 0 | 0 | 0 | 0 | 0
u < 5 | 0 | 0 | 0 | 0 | 0 | 0
Total | 0 | 0 | 0 | 0 | 0 | 0
LNCN08(PT 8 LUNCANI)¦ meter SN:1009141000000312
Tensiune reziduală u% | Durata t ms |  |  |  |  | Total
| 10 < t ≤ 200 | 200 < t ≤ 500 | 500 < t ≤ 1000 | 1000 < t ≤ 5000 | 5000 < t ≤ 60000
80 ≤ u < 90 | 0 | 0 | 0 | 0 | 0 | 0
70 ≤ u < 80 | 0 | 0 | 0 | 0 | 0 | 0
40 ≤ u < 70 | 0 | 0 | 0 | 0 | 0 | 0
5 ≤ u < 40 | 0 | 0 | 0 | 0 | 0 | 0
u < 5 | 0 | 0 | 0 | 0 | 0 | 0
Total | 0 | 0 | 0 | 0 | 0 | 0
LUIZ01(PT 1 L.CALUGARA)¦ meter SN:1009141000001250
Tensiune reziduală u% | Durata t ms |  |  |  |  | Total
| 10 < t ≤ 200 | 200 < t ≤ 500 | 500 < t ≤ 1000 | 1000 < t ≤ 5000 | 5000 < t ≤ 60000
80 ≤ u < 90 | 0 | 0 | 0 | 0 | 0 | 0
70 ≤ u < 80 | 0 | 0 | 0 | 0 | 0 | 0
40 ≤ u < 70 | 0 | 0 | 0 | 0 | 0 | 0
5 ≤ u < 40 | 0 | 0 | 0 | 0 | 0 | 0
u < 5 | 0 | 0 | 0 | 0 | 0 | 0
Total | 0 | 0 | 0 | 0 | 0 | 0
LUIZ02(PT 2 L.CALUGARA)¦ meter SN:1009141000001196
Tensiune reziduală u% | Durata t ms |  |  |  |  | Total
| 10 < t ≤ 200 | 200 < t ≤ 500 | 500 < t ≤ 1000 | 1000 < t ≤ 5000 | 5000 < t ≤ 60000
80 ≤ u < 90 | 0 | 0 | 0 | 0 | 0 | 0
70 ≤ u < 80 | 0 | 0 | 0 | 0 | 0 | 0
40 ≤ u < 70 | 0 | 0 | 0 | 0 | 0 | 0
5 ≤ u < 40 | 0 | 0 | 0 | 0 | 0 | 0
u < 5 | 0 | 0 | 0 | 0 | 0 | 0
Total | 0 | 0 | 0 | 0 | 0 | 0
LUIZ03(PT 3 L.CALUGARA)¦ meter SN:1009141000000734
Tensiune reziduală u% | Durata t ms |  |  |  |  | Total
| 10 < t ≤ 200 | 200 < t ≤ 500 | 500 < t ≤ 1000 | 1000 < t ≤ 5000 | 5000 < t ≤ 60000
80 ≤ u < 90 | 0 | 0 | 0 | 0 | 0 | 0
70 ≤ u < 80 | 0 | 0 | 0 | 0 | 0 | 0
40 ≤ u < 70 | 0 | 0 | 0 | 0 | 0 | 0
5 ≤ u < 40 | 0 | 0 | 0 | 0 | 0 | 0
u < 5 | 0 | 0 | 0 | 0 | 0 | 0
Total | 0 | 0 | 0 | 0 | 0 | 0
LUIZ05(PT 5 L.CALUGARA)¦ meter SN:1009141000000761
Tensiune reziduală u% | Durata t ms |  |  |  |  | Total
| 10 < t ≤ 200 | 200 < t ≤ 500 | 500 < t ≤ 1000 | 1000 < t ≤ 5000 | 5000 < t ≤ 60000
80 ≤ u < 90 | 0 | 0 | 0 | 0 | 0 | 0
70 ≤ u < 80 | 0 | 0 | 0 | 0 | 0 | 0
40 ≤ u < 70 | 0 | 0 | 0 | 0 | 0 | 0
5 ≤ u < 40 | 0 | 0 | 0 | 0 | 0 | 0
u < 5 | 0 | 0 | 0 | 0 | 0 | 0
Total | 0 | 0 | 0 | 0 | 0 | 0
LUIZ06(PT 6 L.CALUGARA)¦ meter SN:1009141000000768
Tensiune reziduală u% | Durata t ms |  |  |  |  | Total
| 10 < t ≤ 200 | 200 < t ≤ 500 | 500 < t ≤ 1000 | 1000 < t ≤ 5000 | 5000 < t ≤ 60000
80 ≤ u < 90 | 0 | 0 | 0 | 0 | 0 | 0
70 ≤ u < 80 | 0 | 0 | 0 | 0 | 0 | 0
40 ≤ u < 70 | 0 | 0 | 0 | 0 | 0 | 0
5 ≤ u < 40 | 0 | 0 | 0 | 0 | 0 | 0
u < 5 | 0 | 0 | 0 | 0 | 0 | 0
Total | 0 | 0 | 0 | 0 | 0 | 0
LUIZ07(PT 7 L.CALUGARA)¦ meter SN:1009141000000956
Tensiune reziduală u% | Durata t ms |  |  |  |  | Total
| 10 < t ≤ 200 | 200 < t ≤ 500 | 500 < t ≤ 1000 | 1000 < t ≤ 5000 | 5000 < t ≤ 60000
80 ≤ u < 90 | 0 | 0 | 0 | 0 | 0 | 0
70 ≤ u < 80 | 0 | 0 | 0 | 0 | 0 | 0
40 ≤ u < 70 | 0 | 0 | 0 | 0 | 0 | 0
5 ≤ u < 40 | 0 | 0 | 0 | 0 | 0 | 0
u < 5 | 0 | 0 | 0 | 0 | 0 | 0
Total | 0 | 0 | 0 | 0 | 0 | 0
LUIZ12(PT 12 L.CALUGARA)¦ meter SN:1009141000000770
Tensiune reziduală u% | Durata t ms |  |  |  |  | Total
| 10 < t ≤ 200 | 200 < t ≤ 500 | 500 < t ≤ 1000 | 1000 < t ≤ 5000 | 5000 < t ≤ 60000
80 ≤ u < 90 | 0 | 0 | 0 | 0 | 0 | 0
70 ≤ u < 80 | 0 | 0 | 0 | 0 | 0 | 0
40 ≤ u < 70 | 0 | 0 | 0 | 0 | 0 | 0
5 ≤ u < 40 | 0 | 0 | 0 | 0 | 0 | 0
u < 5 | 0 | 0 | 0 | 0 | 0 | 0
Total | 0 | 0 | 0 | 0 | 0 | 0
LUIZ17(PT 17 L. CALUGARA)¦ meter SN:1009141000001260
Tensiune reziduală u% | Durata t ms |  |  |  |  | Total
| 10 < t ≤ 200 | 200 < t ≤ 500 | 500 < t ≤ 1000 | 1000 < t ≤ 5000 | 5000 < t ≤ 60000
80 ≤ u < 90 | 0 | 0 | 0 | 0 | 0 | 0
70 ≤ u < 80 | 0 | 0 | 0 | 0 | 0 | 0
40 ≤ u < 70 | 0 | 0 | 0 | 0 | 0 | 0
5 ≤ u < 40 | 0 | 0 | 0 | 0 | 0 | 0
u < 5 | 0 | 0 | 0 | 0 | 0 | 0
Total | 0 | 0 | 0 | 0 | 0 | 0
LUIZ19(PT19 LUIZ CALUGARA)¦ meter SN:1009141000000673
Tensiune reziduală u% | Durata t ms |  |  |  |  | Total
| 10 < t ≤ 200 | 200 < t ≤ 500 | 500 < t ≤ 1000 | 1000 < t ≤ 5000 | 5000 < t ≤ 60000
80 ≤ u < 90 | 0 | 0 | 0 | 0 | 0 | 0
70 ≤ u < 80 | 0 | 0 | 0 | 0 | 0 | 0
40 ≤ u < 70 | 0 | 0 | 0 | 0 | 0 | 0
5 ≤ u < 40 | 0 | 0 | 0 | 0 | 0 | 0
u < 5 | 0 | 0 | 0 | 0 | 0 | 0
Total | 0 | 0 | 0 | 0 | 0 | 0
MAGU01(PT 1 MAGURA)¦ meter SN:1009141000000329
Tensiune reziduală u% | Durata t ms |  |  |  |  | Total
| 10 < t ≤ 200 | 200 < t ≤ 500 | 500 < t ≤ 1000 | 1000 < t ≤ 5000 | 5000 < t ≤ 60000
80 ≤ u < 90 | 0 | 0 | 0 | 0 | 0 | 0
70 ≤ u < 80 | 0 | 0 | 0 | 0 | 0 | 0
40 ≤ u < 70 | 0 | 0 | 0 | 0 | 0 | 0
5 ≤ u < 40 | 0 | 0 | 0 | 0 | 0 | 0
u < 5 | 0 | 0 | 0 | 0 | 0 | 0
Total | 0 | 0 | 0 | 0 | 0 | 0
MAGU02(PT 2 MAGURA)¦ meter SN:1009141000000819
Tensiune reziduală u% | Durata t ms |  |  |  |  | Total
| 10 < t ≤ 200 | 200 < t ≤ 500 | 500 < t ≤ 1000 | 1000 < t ≤ 5000 | 5000 < t ≤ 60000
80 ≤ u < 90 | 0 | 0 | 0 | 0 | 0 | 0
70 ≤ u < 80 | 0 | 0 | 0 | 0 | 0 | 0
40 ≤ u < 70 | 0 | 0 | 0 | 0 | 0 | 0
5 ≤ u < 40 | 0 | 0 | 0 | 0 | 0 | 0
u < 5 | 0 | 0 | 0 | 0 | 0 | 0
Total | 0 | 0 | 0 | 0 | 0 | 0
MAGU03(PT 3 MAGURA)¦ meter SN:1009141000000206
Tensiune reziduală u% | Durata t ms |  |  |  |  | Total
| 10 < t ≤ 200 | 200 < t ≤ 500 | 500 < t ≤ 1000 | 1000 < t ≤ 5000 | 5000 < t ≤ 60000
80 ≤ u < 90 | 0 | 0 | 0 | 0 | 0 | 0
70 ≤ u < 80 | 0 | 0 | 0 | 0 | 0 | 0
40 ≤ u < 70 | 0 | 0 | 0 | 0 | 0 | 0
5 ≤ u < 40 | 0 | 0 | 0 | 0 | 0 | 0
u < 5 | 0 | 0 | 0 | 0 | 0 | 0
Total | 0 | 0 | 0 | 0 | 0 | 0
MAGU04(PT 4 MAGURA(POMPE APA CAP))¦ meter SN:1009141000000331
Tensiune reziduală u% | Durata t ms |  |  |  |  | Total
| 10 < t ≤ 200 | 200 < t ≤ 500 | 500 < t ≤ 1000 | 1000 < t ≤ 5000 | 5000 < t ≤ 60000
80 ≤ u < 90 | 0 | 0 | 0 | 0 | 0 | 0
70 ≤ u < 80 | 0 | 0 | 0 | 0 | 0 | 0
40 ≤ u < 70 | 0 | 0 | 0 | 0 | 0 | 0
5 ≤ u < 40 | 0 | 0 | 0 | 0 | 0 | 0
u < 5 | 0 | 0 | 0 | 0 | 0 | 0
Total | 0 | 0 | 0 | 0 | 0 | 0
MAGU05(PT 5 MAGURA)¦ meter SN:1009151000002178
Tensiune reziduală u% | Durata t ms |  |  |  |  | Total
| 10 < t ≤ 200 | 200 < t ≤ 500 | 500 < t ≤ 1000 | 1000 < t ≤ 5000 | 5000 < t ≤ 60000
80 ≤ u < 90 | 0 | 0 | 0 | 0 | 0 | 0
70 ≤ u < 80 | 0 | 0 | 0 | 0 | 0 | 0
40 ≤ u < 70 | 0 | 0 | 0 | 0 | 0 | 0
5 ≤ u < 40 | 0 | 0 | 0 | 0 | 0 | 0
u < 5 | 0 | 0 | 0 | 0 | 0 | 0
Total | 0 | 0 | 0 | 0 | 0 | 0
MAGU13(PTA 13 MAGURA)¦ meter SN:1009151000002720
Tensiune reziduală u% | Durata t ms |  |  |  |  | Total
| 10 < t ≤ 200 | 200 < t ≤ 500 | 500 < t ≤ 1000 | 1000 < t ≤ 5000 | 5000 < t ≤ 60000
80 ≤ u < 90 | 0 | 0 | 0 | 0 | 0 | 0
70 ≤ u < 80 | 0 | 0 | 0 | 0 | 0 | 0
40 ≤ u < 70 | 0 | 0 | 0 | 0 | 0 | 0
5 ≤ u < 40 | 0 | 0 | 0 | 0 | 0 | 0
u < 5 | 0 | 0 | 0 | 0 | 0 | 0
Total | 0 | 0 | 0 | 0 | 0 | 0
MARG02(PT 2 MARGINENI)¦ meter SN:1009151000001722
Tensiune reziduală u% | Durata t ms |  |  |  |  | Total
| 10 < t ≤ 200 | 200 < t ≤ 500 | 500 < t ≤ 1000 | 1000 < t ≤ 5000 | 5000 < t ≤ 60000
80 ≤ u < 90 | 0 | 0 | 0 | 0 | 0 | 0
70 ≤ u < 80 | 0 | 0 | 0 | 0 | 0 | 0
40 ≤ u < 70 | 0 | 0 | 0 | 0 | 0 | 0
5 ≤ u < 40 | 0 | 0 | 0 | 0 | 0 | 0
u < 5 | 0 | 0 | 0 | 0 | 0 | 0
Total | 0 | 0 | 0 | 0 | 0 | 0
MARG03(PT 3 MARGINENI TREBES)¦ meter SN:1009151000001711
Tensiune reziduală u% | Durata t ms |  |  |  |  | Total
| 10 < t ≤ 200 | 200 < t ≤ 500 | 500 < t ≤ 1000 | 1000 < t ≤ 5000 | 5000 < t ≤ 60000
80 ≤ u < 90 | 0 | 0 | 0 | 0 | 0 | 0
70 ≤ u < 80 | 0 | 0 | 0 | 0 | 0 | 0
40 ≤ u < 70 | 0 | 0 | 0 | 0 | 0 | 0
5 ≤ u < 40 | 0 | 0 | 0 | 0 | 0 | 0
u < 5 | 0 | 0 | 0 | 0 | 0 | 0
Total | 0 | 0 | 0 | 0 | 0 | 0
MARG04(PT 4 MARGINENI)¦ meter SN:1009141000000941
Tensiune reziduală u% | Durata t ms |  |  |  |  | Total
| 10 < t ≤ 200 | 200 < t ≤ 500 | 500 < t ≤ 1000 | 1000 < t ≤ 5000 | 5000 < t ≤ 60000
80 ≤ u < 90 | 0 | 0 | 0 | 0 | 0 | 0
70 ≤ u < 80 | 0 | 0 | 0 | 0 | 0 | 0
40 ≤ u < 70 | 0 | 0 | 0 | 0 | 0 | 0
5 ≤ u < 40 | 0 | 0 | 0 | 0 | 0 | 0
u < 5 | 0 | 0 | 0 | 0 | 0 | 0
Total | 0 | 0 | 0 | 0 | 0 | 0
MARG07(PT 7 MARGINENI)¦ meter SN:1009151000001721
Tensiune reziduală u% | Durata t ms |  |  |  |  | Total
| 10 < t ≤ 200 | 200 < t ≤ 500 | 500 < t ≤ 1000 | 1000 < t ≤ 5000 | 5000 < t ≤ 60000
80 ≤ u < 90 | 0 | 0 | 0 | 0 | 0 | 0
70 ≤ u < 80 | 0 | 0 | 0 | 0 | 0 | 0
40 ≤ u < 70 | 0 | 0 | 0 | 0 | 0 | 0
5 ≤ u < 40 | 0 | 0 | 0 | 0 | 0 | 0
u < 5 | 0 | 0 | 0 | 0 | 0 | 0
Total | 0 | 0 | 0 | 0 | 0 | 0
MARG08(PT 8 MARGINENI)¦ meter SN:1009141000000361
Tensiune reziduală u% | Durata t ms |  |  |  |  | Total
| 10 < t ≤ 200 | 200 < t ≤ 500 | 500 < t ≤ 1000 | 1000 < t ≤ 5000 | 5000 < t ≤ 60000
80 ≤ u < 90 | 0 | 0 | 0 | 0 | 0 | 0
70 ≤ u < 80 | 0 | 0 | 0 | 0 | 0 | 0
40 ≤ u < 70 | 0 | 0 | 0 | 0 | 0 | 0
5 ≤ u < 40 | 0 | 0 | 0 | 0 | 0 | 0
u < 5 | 0 | 0 | 0 | 0 | 0 | 0
Total | 0 | 0 | 0 | 0 | 0 | 0
MARG09(PT 9 MARGINENI)¦ meter SN:1009141000000846
Tensiune reziduală u% | Durata t ms |  |  |  |  | Total
| 10 < t ≤ 200 | 200 < t ≤ 500 | 500 < t ≤ 1000 | 1000 < t ≤ 5000 | 5000 < t ≤ 60000
80 ≤ u < 90 | 0 | 0 | 0 | 0 | 0 | 0
70 ≤ u < 80 | 0 | 0 | 0 | 0 | 0 | 0
40 ≤ u < 70 | 0 | 0 | 0 | 0 | 0 | 0
5 ≤ u < 40 | 0 | 0 | 0 | 0 | 0 | 0
u < 5 | 0 | 0 | 0 | 0 | 0 | 0
Total | 0 | 0 | 0 | 0 | 0 | 0
MARG10(PT 10 MARGINENI)¦ meter SN:1009141000000699
Tensiune reziduală u% | Durata t ms |  |  |  |  | Total
| 10 < t ≤ 200 | 200 < t ≤ 500 | 500 < t ≤ 1000 | 1000 < t ≤ 5000 | 5000 < t ≤ 60000
80 ≤ u < 90 | 0 | 0 | 0 | 0 | 0 | 0
70 ≤ u < 80 | 0 | 0 | 0 | 0 | 0 | 0
40 ≤ u < 70 | 0 | 0 | 0 | 0 | 0 | 0
5 ≤ u < 40 | 0 | 0 | 0 | 0 | 0 | 0
u < 5 | 0 | 0 | 0 | 0 | 0 | 0
Total | 0 | 0 | 0 | 0 | 0 | 0
PADM01(PT 1 PADURENI MARGINENI)¦ meter SN:1009151000002271
Tensiune reziduală u% | Durata t ms |  |  |  |  | Total
| 10 < t ≤ 200 | 200 < t ≤ 500 | 500 < t ≤ 1000 | 1000 < t ≤ 5000 | 5000 < t ≤ 60000
80 ≤ u < 90 | 0 | 0 | 0 | 0 | 0 | 0
70 ≤ u < 80 | 0 | 0 | 0 | 0 | 0 | 0
40 ≤ u < 70 | 0 | 0 | 0 | 0 | 0 | 0
5 ≤ u < 40 | 0 | 0 | 0 | 0 | 0 | 0
u < 5 | 0 | 0 | 0 | 0 | 0 | 0
Total | 0 | 0 | 0 | 0 | 0 | 0
PADM02(PT 2 PADURENI MARGINENI)¦ meter SN:1009141000000193
Tensiune reziduală u% | Durata t ms |  |  |  |  | Total
| 10 < t ≤ 200 | 200 < t ≤ 500 | 500 < t ≤ 1000 | 1000 < t ≤ 5000 | 5000 < t ≤ 60000
80 ≤ u < 90 | 0 | 0 | 0 | 0 | 0 | 0
70 ≤ u < 80 | 0 | 0 | 0 | 0 | 0 | 0
40 ≤ u < 70 | 0 | 0 | 0 | 0 | 0 | 0
5 ≤ u < 40 | 0 | 0 | 0 | 0 | 0 | 0
u < 5 | 0 | 0 | 0 | 0 | 0 | 0
Total | 0 | 0 | 0 | 0 | 0 | 0
PODS01(PT 1 PODIS)¦ meter SN:1009141000000012
Tensiune reziduală u% | Durata t ms |  |  |  |  | Total
| 10 < t ≤ 200 | 200 < t ≤ 500 | 500 < t ≤ 1000 | 1000 < t ≤ 5000 | 5000 < t ≤ 60000
80 ≤ u < 90 | 0 | 0 | 0 | 0 | 0 | 0
70 ≤ u < 80 | 0 | 0 | 0 | 0 | 0 | 0
40 ≤ u < 70 | 0 | 0 | 0 | 0 | 0 | 0
5 ≤ u < 40 | 0 | 0 | 0 | 0 | 0 | 0
u < 5 | 0 | 0 | 0 | 0 | 0 | 0
Total | 0 | 0 | 0 | 0 | 0 | 0
PODS02(PT 2 PODIS(F.OI AGRICOLA))¦ meter SN:1009141000000428
Tensiune reziduală u% | Durata t ms |  |  |  |  | Total
| 10 < t ≤ 200 | 200 < t ≤ 500 | 500 < t ≤ 1000 | 1000 < t ≤ 5000 | 5000 < t ≤ 60000
80 ≤ u < 90 | 0 | 0 | 0 | 0 | 0 | 0
70 ≤ u < 80 | 0 | 0 | 0 | 0 | 0 | 0
40 ≤ u < 70 | 0 | 0 | 0 | 0 | 0 | 0
5 ≤ u < 40 | 0 | 0 | 0 | 0 | 0 | 0
u < 5 | 0 | 0 | 0 | 0 | 0 | 0
Total | 0 | 0 | 0 | 0 | 0 | 0
PODS03(PT 3 PODIS (MOARA PAL))¦ meter SN:1009151000001687
Tensiune reziduală u% | Durata t ms |  |  |  |  | Total
| 10 < t ≤ 200 | 200 < t ≤ 500 | 500 < t ≤ 1000 | 1000 < t ≤ 5000 | 5000 < t ≤ 60000
80 ≤ u < 90 | 0 | 0 | 0 | 0 | 0 | 0
70 ≤ u < 80 | 0 | 0 | 0 | 0 | 0 | 0
40 ≤ u < 70 | 0 | 0 | 0 | 0 | 0 | 0
5 ≤ u < 40 | 0 | 0 | 0 | 0 | 0 | 0
u < 5 | 0 | 0 | 0 | 0 | 0 | 0
Total | 0 | 0 | 0 | 0 | 0 | 0
POIM01(PT POIANA MARGINENI)¦ meter SN:1009141000000799
Tensiune reziduală u% | Durata t ms |  |  |  |  | Total
| 10 < t ≤ 200 | 200 < t ≤ 500 | 500 < t ≤ 1000 | 1000 < t ≤ 5000 | 5000 < t ≤ 60000
80 ≤ u < 90 | 0 | 0 | 0 | 0 | 0 | 0
70 ≤ u < 80 | 0 | 0 | 0 | 0 | 0 | 0
40 ≤ u < 70 | 0 | 0 | 0 | 0 | 0 | 0
5 ≤ u < 40 | 0 | 0 | 0 | 0 | 0 | 0
u < 5 | 0 | 0 | 0 | 0 | 0 | 0
Total | 0 | 0 | 0 | 0 | 0 | 0
SRPN01(PT SERPENI)¦ meter SN:1009151000002455
Tensiune reziduală u% | Durata t ms |  |  |  |  | Total
| 10 < t ≤ 200 | 200 < t ≤ 500 | 500 < t ≤ 1000 | 1000 < t ≤ 5000 | 5000 < t ≤ 60000
80 ≤ u < 90 | 0 | 0 | 0 | 0 | 0 | 0
70 ≤ u < 80 | 0 | 0 | 0 | 0 | 0 | 0
40 ≤ u < 70 | 0 | 0 | 0 | 0 | 0 | 0
5 ≤ u < 40 | 0 | 0 | 0 | 0 | 0 | 0
u < 5 | 0 | 0 | 0 | 0 | 0 | 0
Total | 0 | 0 | 0 | 0 | 0 | 0
VABU01(PT 1 VALEA BUDULUI)¦ meter SN:1009151000001595
Tensiune reziduală u% | Durata t ms |  |  |  |  | Total
| 10 < t ≤ 200 | 200 < t ≤ 500 | 500 < t ≤ 1000 | 1000 < t ≤ 5000 | 5000 < t ≤ 60000
80 ≤ u < 90 | 0 | 0 | 0 | 0 | 0 | 0
70 ≤ u < 80 | 0 | 0 | 0 | 0 | 0 | 0
40 ≤ u < 70 | 0 | 0 | 0 | 0 | 0 | 0
5 ≤ u < 40 | 0 | 0 | 0 | 0 | 0 | 0
u < 5 | 0 | 0 | 0 | 0 | 0 | 0
Total | 0 | 0 | 0 | 0 | 0 | 0
VABU02(PT 2 VALEA BUDULUI)¦ meter SN:1009151000002459
Tensiune reziduală u% | Durata t ms |  |  |  |  | Total
| 10 < t ≤ 200 | 200 < t ≤ 500 | 500 < t ≤ 1000 | 1000 < t ≤ 5000 | 5000 < t ≤ 60000
80 ≤ u < 90 | 0 | 0 | 0 | 0 | 0 | 0
70 ≤ u < 80 | 0 | 0 | 0 | 0 | 0 | 0
40 ≤ u < 70 | 0 | 0 | 0 | 0 | 0 | 0
5 ≤ u < 40 | 0 | 0 | 0 | 0 | 0 | 0
u < 5 | 0 | 0 | 0 | 0 | 0 | 0
Total | 0 | 0 | 0 | 0 | 0 | 0
HARL01(PTA 1 HARLESTI)¦ meter SN:1009141000000633
Tensiune reziduală u% | Durata t ms |  |  |  |  | Total
| 10 < t ≤ 200 | 200 < t ≤ 500 | 500 < t ≤ 1000 | 1000 < t ≤ 5000 | 5000 < t ≤ 60000
80 ≤ u < 90 | 0 | 0 | 0 | 0 | 0 | 0
70 ≤ u < 80 | 0 | 0 | 0 | 0 | 0 | 0
40 ≤ u < 70 | 0 | 0 | 0 | 0 | 0 | 0
5 ≤ u < 40 | 0 | 0 | 0 | 0 | 0 | 0
u < 5 | 0 | 0 | 0 | 0 | 0 | 0
Total | 0 | 0 | 0 | 0 | 0 | 0

## BC50(PODU TURCULUI)
ONCE01(PT ONCESTII VECHI)¦ meter SN:1009141000000791
Tensiune reziduală u% | Durata t ms |  |  |  |  | Total
| 10 < t ≤ 200 | 200 < t ≤ 500 | 500 < t ≤ 1000 | 1000 < t ≤ 5000 | 5000 < t ≤ 60000
80 ≤ u < 90 | 0 | 0 | 0 | 0 | 0 | 0
70 ≤ u < 80 | 0 | 0 | 0 | 0 | 0 | 0
40 ≤ u < 70 | 0 | 0 | 0 | 0 | 0 | 0
5 ≤ u < 40 | 0 | 0 | 0 | 0 | 0 | 0
u < 5 | 0 | 0 | 0 | 0 | 0 | 0
Total | 0 | 0 | 0 | 0 | 0 | 0
CNTS01(PT 1 CONTESTI)¦ meter SN:1009141000000910
Tensiune reziduală u% | Durata t ms |  |  |  |  | Total
| 10 < t ≤ 200 | 200 < t ≤ 500 | 500 < t ≤ 1000 | 1000 < t ≤ 5000 | 5000 < t ≤ 60000
80 ≤ u < 90 | 0 | 0 | 0 | 0 | 0 | 0
70 ≤ u < 80 | 0 | 0 | 0 | 0 | 0 | 0
40 ≤ u < 70 | 0 | 0 | 0 | 0 | 0 | 0
5 ≤ u < 40 | 0 | 0 | 0 | 0 | 0 | 0
u < 5 | 0 | 0 | 0 | 0 | 0 | 0
Total | 0 | 0 | 0 | 0 | 0 | 0
CUCV01(PT 1 CUCOVA)¦ meter SN:1009141000000413
Tensiune reziduală u% | Durata t ms |  |  |  |  | Total
| 10 < t ≤ 200 | 200 < t ≤ 500 | 500 < t ≤ 1000 | 1000 < t ≤ 5000 | 5000 < t ≤ 60000
80 ≤ u < 90 | 0 | 0 | 0 | 0 | 0 | 0
70 ≤ u < 80 | 0 | 0 | 0 | 0 | 0 | 0
40 ≤ u < 70 | 0 | 0 | 0 | 0 | 0 | 0
5 ≤ u < 40 | 0 | 0 | 0 | 0 | 0 | 0
u < 5 | 0 | 0 | 0 | 0 | 0 | 0
Total | 0 | 0 | 0 | 0 | 0 | 0
CUCV02(PT 2 CUCOVA)¦ meter SN:1009141000000468
Tensiune reziduală u% | Durata t ms |  |  |  |  | Total
| 10 < t ≤ 200 | 200 < t ≤ 500 | 500 < t ≤ 1000 | 1000 < t ≤ 5000 | 5000 < t ≤ 60000
80 ≤ u < 90 | 0 | 0 | 0 | 0 | 0 | 0
70 ≤ u < 80 | 0 | 0 | 0 | 0 | 0 | 0
40 ≤ u < 70 | 0 | 0 | 0 | 0 | 0 | 0
5 ≤ u < 40 | 0 | 0 | 0 | 0 | 0 | 0
u < 5 | 0 | 0 | 0 | 0 | 0 | 0
Total | 0 | 0 | 0 | 0 | 0 | 0
PNCS01(PT 1 PANCESTI SASCUT)¦ meter SN:1009141000001240
Tensiune reziduală u% | Durata t ms |  |  |  |  | Total
| 10 < t ≤ 200 | 200 < t ≤ 500 | 500 < t ≤ 1000 | 1000 < t ≤ 5000 | 5000 < t ≤ 60000
80 ≤ u < 90 | 0 | 0 | 0 | 0 | 0 | 0
70 ≤ u < 80 | 0 | 0 | 0 | 0 | 0 | 0
40 ≤ u < 70 | 0 | 0 | 0 | 0 | 0 | 0
5 ≤ u < 40 | 0 | 0 | 0 | 0 | 0 | 0
u < 5 | 0 | 0 | 0 | 0 | 0 | 0
Total | 0 | 0 | 0 | 0 | 0 | 0
PNCS02(PT 2 PANCESTI SASCUT)¦ meter SN:1009141000000998
Tensiune reziduală u% | Durata t ms |  |  |  |  | Total
| 10 < t ≤ 200 | 200 < t ≤ 500 | 500 < t ≤ 1000 | 1000 < t ≤ 5000 | 5000 < t ≤ 60000
80 ≤ u < 90 | 0 | 0 | 0 | 0 | 0 | 0
70 ≤ u < 80 | 0 | 0 | 0 | 0 | 0 | 0
40 ≤ u < 70 | 0 | 0 | 0 | 0 | 0 | 0
5 ≤ u < 40 | 0 | 0 | 0 | 0 | 0 | 0
u < 5 | 0 | 0 | 0 | 0 | 0 | 0
Total | 0 | 0 | 0 | 0 | 0 | 0
SASC03(PT 3 SASCUT (TARGUSOR))¦ meter SN:1009141000000729
Tensiune reziduală u% | Durata t ms |  |  |  |  | Total
| 10 < t ≤ 200 | 200 < t ≤ 500 | 500 < t ≤ 1000 | 1000 < t ≤ 5000 | 5000 < t ≤ 60000
80 ≤ u < 90 | 0 | 0 | 0 | 0 | 0 | 0
70 ≤ u < 80 | 0 | 0 | 0 | 0 | 0 | 0
40 ≤ u < 70 | 0 | 0 | 0 | 0 | 0 | 0
5 ≤ u < 40 | 0 | 0 | 0 | 0 | 0 | 0
u < 5 | 0 | 0 | 0 | 0 | 0 | 0
Total | 0 | 0 | 0 | 0 | 0 | 0
SASC05(PT 5 SASCUT (SMA))¦ meter SN:1009151000002751
Tensiune reziduală u% | Durata t ms |  |  |  |  | Total
| 10 < t ≤ 200 | 200 < t ≤ 500 | 500 < t ≤ 1000 | 1000 < t ≤ 5000 | 5000 < t ≤ 60000
80 ≤ u < 90 | 0 | 0 | 0 | 0 | 0 | 0
70 ≤ u < 80 | 0 | 0 | 0 | 0 | 0 | 0
40 ≤ u < 70 | 0 | 0 | 0 | 0 | 0 | 0
5 ≤ u < 40 | 0 | 0 | 0 | 0 | 0 | 0
u < 5 | 0 | 0 | 0 | 0 | 0 | 0
Total | 0 | 0 | 0 | 0 | 0 | 0
SASC13(PT 13 SASCUT)¦ meter SN:1009141000000760
Tensiune reziduală u% | Durata t ms |  |  |  |  | Total
| 10 < t ≤ 200 | 200 < t ≤ 500 | 500 < t ≤ 1000 | 1000 < t ≤ 5000 | 5000 < t ≤ 60000
80 ≤ u < 90 | 0 | 0 | 0 | 0 | 0 | 0
70 ≤ u < 80 | 0 | 0 | 0 | 0 | 0 | 0
40 ≤ u < 70 | 0 | 0 | 0 | 0 | 0 | 0
5 ≤ u < 40 | 0 | 0 | 0 | 0 | 0 | 0
u < 5 | 0 | 0 | 0 | 0 | 0 | 0
Total | 0 | 0 | 0 | 0 | 0 | 0
SCNN01(PT 1 SCHINENI)¦ meter SN:1009151000002571
Tensiune reziduală u% | Durata t ms |  |  |  |  | Total
| 10 < t ≤ 200 | 200 < t ≤ 500 | 500 < t ≤ 1000 | 1000 < t ≤ 5000 | 5000 < t ≤ 60000
80 ≤ u < 90 | 0 | 0 | 0 | 0 | 0 | 0
70 ≤ u < 80 | 0 | 0 | 0 | 0 | 0 | 0
40 ≤ u < 70 | 0 | 0 | 0 | 0 | 0 | 0
5 ≤ u < 40 | 0 | 0 | 0 | 0 | 0 | 0
u < 5 | 0 | 0 | 0 | 0 | 0 | 0
Total | 0 | 0 | 0 | 0 | 0 | 0
SSCS01(PT 1 SASCUT SAT)¦ meter SN:1009141000000406
Tensiune reziduală u% | Durata t ms |  |  |  |  | Total
| 10 < t ≤ 200 | 200 < t ≤ 500 | 500 < t ≤ 1000 | 1000 < t ≤ 5000 | 5000 < t ≤ 60000
80 ≤ u < 90 | 0 | 0 | 0 | 0 | 0 | 0
70 ≤ u < 80 | 0 | 0 | 0 | 0 | 0 | 0
40 ≤ u < 70 | 0 | 0 | 0 | 0 | 0 | 0
5 ≤ u < 40 | 0 | 0 | 0 | 0 | 0 | 0
u < 5 | 0 | 0 | 0 | 0 | 0 | 0
Total | 0 | 0 | 0 | 0 | 0 | 0
SSCS02(PT 2 SASCUT SAT)¦ meter SN:1009141000000725
Tensiune reziduală u% | Durata t ms |  |  |  |  | Total
| 10 < t ≤ 200 | 200 < t ≤ 500 | 500 < t ≤ 1000 | 1000 < t ≤ 5000 | 5000 < t ≤ 60000
80 ≤ u < 90 | 0 | 0 | 0 | 0 | 0 | 0
70 ≤ u < 80 | 0 | 0 | 0 | 0 | 0 | 0
40 ≤ u < 70 | 0 | 0 | 0 | 0 | 0 | 0
5 ≤ u < 40 | 0 | 0 | 0 | 0 | 0 | 0
u < 5 | 0 | 0 | 0 | 0 | 0 | 0
Total | 0 | 0 | 0 | 0 | 0 | 0
SSCS03(PT 3 SASCUT SAT (FANTANELE))¦ meter SN:1009141000000409
Tensiune reziduală u% | Durata t ms |  |  |  |  | Total
| 10 < t ≤ 200 | 200 < t ≤ 500 | 500 < t ≤ 1000 | 1000 < t ≤ 5000 | 5000 < t ≤ 60000
80 ≤ u < 90 | 0 | 0 | 0 | 0 | 0 | 0
70 ≤ u < 80 | 0 | 0 | 0 | 0 | 0 | 0
40 ≤ u < 70 | 0 | 0 | 0 | 0 | 0 | 0
5 ≤ u < 40 | 0 | 0 | 0 | 0 | 0 | 0
u < 5 | 0 | 0 | 0 | 0 | 0 | 0
Total | 0 | 0 | 0 | 0 | 0 | 0
SSCS04(PT 4 SASCUT SAT (BALCUTA))¦ meter SN:1009141000000855
Tensiune reziduală u% | Durata t ms |  |  |  |  | Total
| 10 < t ≤ 200 | 200 < t ≤ 500 | 500 < t ≤ 1000 | 1000 < t ≤ 5000 | 5000 < t ≤ 60000
80 ≤ u < 90 | 0 | 0 | 0 | 0 | 0 | 0
70 ≤ u < 80 | 0 | 0 | 0 | 0 | 0 | 0
40 ≤ u < 70 | 0 | 0 | 0 | 0 | 0 | 0
5 ≤ u < 40 | 0 | 0 | 0 | 0 | 0 | 0
u < 5 | 0 | 0 | 0 | 0 | 0 | 0
Total | 0 | 0 | 0 | 0 | 0 | 0
SSCS05(PT 5 SASCUT (RELEU TV))¦ meter SN:1009151000001474
Tensiune reziduală u% | Durata t ms |  |  |  |  | Total
| 10 < t ≤ 200 | 200 < t ≤ 500 | 500 < t ≤ 1000 | 1000 < t ≤ 5000 | 5000 < t ≤ 60000
80 ≤ u < 90 | 0 | 0 | 0 | 0 | 0 | 0
70 ≤ u < 80 | 0 | 0 | 0 | 0 | 0 | 0
40 ≤ u < 70 | 0 | 0 | 0 | 0 | 0 | 0
5 ≤ u < 40 | 0 | 0 | 0 | 0 | 0 | 0
u < 5 | 0 | 0 | 0 | 0 | 0 | 0
Total | 0 | 0 | 0 | 0 | 0 | 0
SSCS06(PT 6 SASCUT SAT)¦ meter SN:1009151000001657
Tensiune reziduală u% | Durata t ms |  |  |  |  | Total
| 10 < t ≤ 200 | 200 < t ≤ 500 | 500 < t ≤ 1000 | 1000 < t ≤ 5000 | 5000 < t ≤ 60000
80 ≤ u < 90 | 0 | 0 | 0 | 0 | 0 | 0
70 ≤ u < 80 | 0 | 0 | 0 | 0 | 0 | 0
40 ≤ u < 70 | 0 | 0 | 0 | 0 | 0 | 0
5 ≤ u < 40 | 0 | 0 | 0 | 0 | 0 | 0
u < 5 | 0 | 0 | 0 | 0 | 0 | 0
Total | 0 | 0 | 0 | 0 | 0 | 0
VALS01(PT 1 VALEA SEACA (MANDRISCA))¦ meter SN:1009141000000874
Tensiune reziduală u% | Durata t ms |  |  |  |  | Total
| 10 < t ≤ 200 | 200 < t ≤ 500 | 500 < t ≤ 1000 | 1000 < t ≤ 5000 | 5000 < t ≤ 60000
80 ≤ u < 90 | 0 | 0 | 0 | 0 | 0 | 0
70 ≤ u < 80 | 0 | 0 | 0 | 0 | 0 | 0
40 ≤ u < 70 | 0 | 0 | 0 | 0 | 0 | 0
5 ≤ u < 40 | 0 | 0 | 0 | 0 | 0 | 0
u < 5 | 0 | 0 | 0 | 0 | 0 | 0
Total | 0 | 0 | 0 | 0 | 0 | 0
VALS02(PT 2 VALEA SEACA (MANDRISCA))¦ meter SN:1009141000000885
Tensiune reziduală u% | Durata t ms |  |  |  |  | Total
| 10 < t ≤ 200 | 200 < t ≤ 500 | 500 < t ≤ 1000 | 1000 < t ≤ 5000 | 5000 < t ≤ 60000
80 ≤ u < 90 | 0 | 0 | 0 | 0 | 0 | 0
70 ≤ u < 80 | 0 | 0 | 0 | 0 | 0 | 0
40 ≤ u < 70 | 0 | 0 | 0 | 0 | 0 | 0
5 ≤ u < 40 | 0 | 0 | 0 | 0 | 0 | 0
u < 5 | 0 | 0 | 0 | 0 | 0 | 0
Total | 0 | 0 | 0 | 0 | 0 | 0
VALS04(PT 4 VALEA SEACA BADALAN)¦ meter SN:1009151000002431
Tensiune reziduală u% | Durata t ms |  |  |  |  | Total
| 10 < t ≤ 200 | 200 < t ≤ 500 | 500 < t ≤ 1000 | 1000 < t ≤ 5000 | 5000 < t ≤ 60000
80 ≤ u < 90 | 0 | 0 | 0 | 0 | 0 | 0
70 ≤ u < 80 | 0 | 0 | 0 | 0 | 0 | 0
40 ≤ u < 70 | 0 | 0 | 0 | 0 | 0 | 0
5 ≤ u < 40 | 0 | 0 | 0 | 0 | 0 | 0
u < 5 | 0 | 0 | 0 | 0 | 0 | 0
Total | 0 | 0 | 0 | 0 | 0 | 0
ARIN01(PT 1 ARINI)¦ meter SN:1009141000001278
Tensiune reziduală u% | Durata t ms |  |  |  |  | Total
| 10 < t ≤ 200 | 200 < t ≤ 500 | 500 < t ≤ 1000 | 1000 < t ≤ 5000 | 5000 < t ≤ 60000
80 ≤ u < 90 | 0 | 0 | 0 | 0 | 0 | 0
70 ≤ u < 80 | 0 | 0 | 0 | 0 | 0 | 0
40 ≤ u < 70 | 0 | 0 | 0 | 0 | 0 | 0
5 ≤ u < 40 | 0 | 0 | 0 | 0 | 0 | 0
u < 5 | 0 | 0 | 0 | 0 | 0 | 0
Total | 0 | 0 | 0 | 0 | 0 | 0
ARIN02(PT 2 ARINI)¦ meter SN:1009141000000979
Tensiune reziduală u% | Durata t ms |  |  |  |  | Total
| 10 < t ≤ 200 | 200 < t ≤ 500 | 500 < t ≤ 1000 | 1000 < t ≤ 5000 | 5000 < t ≤ 60000
80 ≤ u < 90 | 0 | 0 | 0 | 0 | 0 | 0
70 ≤ u < 80 | 0 | 0 | 0 | 0 | 0 | 0
40 ≤ u < 70 | 0 | 0 | 0 | 0 | 0 | 0
5 ≤ u < 40 | 0 | 0 | 0 | 0 | 0 | 0
u < 5 | 0 | 0 | 0 | 0 | 0 | 0
Total | 0 | 0 | 0 | 0 | 0 | 0
ARIN03(PT 3 ARINI)¦ meter SN:1009141000000449
Tensiune reziduală u% | Durata t ms |  |  |  |  | Total
| 10 < t ≤ 200 | 200 < t ≤ 500 | 500 < t ≤ 1000 | 1000 < t ≤ 5000 | 5000 < t ≤ 60000
80 ≤ u < 90 | 0 | 0 | 0 | 0 | 0 | 0
70 ≤ u < 80 | 0 | 0 | 0 | 0 | 0 | 0
40 ≤ u < 70 | 0 | 0 | 0 | 0 | 0 | 0
5 ≤ u < 40 | 0 | 0 | 0 | 0 | 0 | 0
u < 5 | 0 | 0 | 0 | 0 | 0 | 0
Total | 0 | 0 | 0 | 0 | 0 | 0
BACL01(PT BICLESTI)¦ meter SN:1009141000000740
Tensiune reziduală u% | Durata t ms |  |  |  |  | Total
| 10 < t ≤ 200 | 200 < t ≤ 500 | 500 < t ≤ 1000 | 1000 < t ≤ 5000 | 5000 < t ≤ 60000
80 ≤ u < 90 | 0 | 0 | 0 | 0 | 0 | 0
70 ≤ u < 80 | 0 | 0 | 0 | 0 | 0 | 0
40 ≤ u < 70 | 0 | 0 | 0 | 0 | 0 | 0
5 ≤ u < 40 | 0 | 0 | 0 | 0 | 0 | 0
u < 5 | 0 | 0 | 0 | 0 | 0 | 0
Total | 0 | 0 | 0 | 0 | 0 | 0
BALD01(PT 1 BALANESTI (PODU TURCULUI))¦ meter SN:1009141000000974
Tensiune reziduală u% | Durata t ms |  |  |  |  | Total
| 10 < t ≤ 200 | 200 < t ≤ 500 | 500 < t ≤ 1000 | 1000 < t ≤ 5000 | 5000 < t ≤ 60000
80 ≤ u < 90 | 0 | 0 | 0 | 0 | 0 | 0
70 ≤ u < 80 | 0 | 0 | 0 | 0 | 0 | 0
40 ≤ u < 70 | 0 | 0 | 0 | 0 | 0 | 0
5 ≤ u < 40 | 0 | 0 | 0 | 0 | 0 | 0
u < 5 | 0 | 0 | 0 | 0 | 0 | 0
Total | 0 | 0 | 0 | 0 | 0 | 0
BALO01(PT 1 BALOTESTI)¦ meter SN:1009141000001216
Tensiune reziduală u% | Durata t ms |  |  |  |  | Total
| 10 < t ≤ 200 | 200 < t ≤ 500 | 500 < t ≤ 1000 | 1000 < t ≤ 5000 | 5000 < t ≤ 60000
80 ≤ u < 90 | 0 | 0 | 0 | 0 | 0 | 0
70 ≤ u < 80 | 0 | 0 | 0 | 0 | 0 | 0
40 ≤ u < 70 | 0 | 0 | 0 | 0 | 0 | 0
5 ≤ u < 40 | 0 | 0 | 0 | 0 | 0 | 0
u < 5 | 0 | 0 | 0 | 0 | 0 | 0
Total | 0 | 0 | 0 | 0 | 0 | 0
BALO02(PT 2 BALOTESTI)¦ meter SN:1009141000001186
Tensiune reziduală u% | Durata t ms |  |  |  |  | Total
| 10 < t ≤ 200 | 200 < t ≤ 500 | 500 < t ≤ 1000 | 1000 < t ≤ 5000 | 5000 < t ≤ 60000
80 ≤ u < 90 | 0 | 0 | 0 | 0 | 0 | 0
70 ≤ u < 80 | 0 | 0 | 0 | 0 | 0 | 0
40 ≤ u < 70 | 0 | 0 | 0 | 0 | 0 | 0
5 ≤ u < 40 | 0 | 0 | 0 | 0 | 0 | 0
u < 5 | 0 | 0 | 0 | 0 | 0 | 0
Total | 0 | 0 | 0 | 0 | 0 | 0
BCSA01(PT BUCSA)¦ meter SN:1009162000017632
Tensiune reziduală u% | Durata t ms |  |  |  |  | Total
| 10 < t ≤ 200 | 200 < t ≤ 500 | 500 < t ≤ 1000 | 1000 < t ≤ 5000 | 5000 < t ≤ 60000
80 ≤ u < 90 | 0 | 0 | 0 | 0 | 0 | 0
70 ≤ u < 80 | 0 | 0 | 0 | 0 | 0 | 0
40 ≤ u < 70 | 0 | 0 | 0 | 0 | 0 | 0
5 ≤ u < 40 | 0 | 0 | 0 | 0 | 0 | 0
u < 5 | 0 | 0 | 0 | 0 | 0 | 0
Total | 0 | 0 | 0 | 0 | 0 | 0
BENE01(PT 1 BENESTI)¦ meter SN:1009151000002392
Tensiune reziduală u% | Durata t ms |  |  |  |  | Total
| 10 < t ≤ 200 | 200 < t ≤ 500 | 500 < t ≤ 1000 | 1000 < t ≤ 5000 | 5000 < t ≤ 60000
80 ≤ u < 90 | 0 | 0 | 0 | 0 | 0 | 0
70 ≤ u < 80 | 0 | 0 | 0 | 0 | 0 | 0
40 ≤ u < 70 | 0 | 0 | 0 | 0 | 0 | 0
5 ≤ u < 40 | 0 | 0 | 0 | 0 | 0 | 0
u < 5 | 0 | 0 | 0 | 0 | 0 | 0
Total | 0 | 0 | 0 | 0 | 0 | 0
BENE03(PT 3 BENESTI)¦ meter SN:1009151000002379
Tensiune reziduală u% | Durata t ms |  |  |  |  | Total
| 10 < t ≤ 200 | 200 < t ≤ 500 | 500 < t ≤ 1000 | 1000 < t ≤ 5000 | 5000 < t ≤ 60000
80 ≤ u < 90 | 0 | 0 | 0 | 0 | 0 | 0
70 ≤ u < 80 | 0 | 0 | 0 | 0 | 0 | 0
40 ≤ u < 70 | 0 | 0 | 0 | 0 | 0 | 0
5 ≤ u < 40 | 0 | 0 | 0 | 0 | 0 | 0
u < 5 | 0 | 0 | 0 | 0 | 0 | 0
Total | 0 | 0 | 0 | 0 | 0 | 0
BICN01(PT BAICANI)¦ meter SN:1009151000002296
Tensiune reziduală u% | Durata t ms |  |  |  |  | Total
| 10 < t ≤ 200 | 200 < t ≤ 500 | 500 < t ≤ 1000 | 1000 < t ≤ 5000 | 5000 < t ≤ 60000
80 ≤ u < 90 | 0 | 0 | 0 | 0 | 0 | 0
70 ≤ u < 80 | 0 | 0 | 0 | 0 | 0 | 0
40 ≤ u < 70 | 0 | 0 | 0 | 0 | 0 | 0
5 ≤ u < 40 | 0 | 0 | 0 | 0 | 0 | 0
u < 5 | 0 | 0 | 0 | 0 | 0 | 0
Total | 0 | 0 | 0 | 0 | 0 | 0
BLGD02(PT 2 BLAGA (SMA))¦ meter SN:1009141000000506
Tensiune reziduală u% | Durata t ms |  |  |  |  | Total
| 10 < t ≤ 200 | 200 < t ≤ 500 | 500 < t ≤ 1000 | 1000 < t ≤ 5000 | 5000 < t ≤ 60000
80 ≤ u < 90 | 0 | 0 | 0 | 0 | 0 | 0
70 ≤ u < 80 | 0 | 0 | 0 | 0 | 0 | 0
40 ≤ u < 70 | 0 | 0 | 0 | 0 | 0 | 0
5 ≤ u < 40 | 0 | 0 | 0 | 0 | 0 | 0
u < 5 | 0 | 0 | 0 | 0 | 0 | 0
Total | 0 | 0 | 0 | 0 | 0 | 0
BNCA01(PT BANCA)¦ meter SN:1009141000000838
Tensiune reziduală u% | Durata t ms |  |  |  |  | Total
| 10 < t ≤ 200 | 200 < t ≤ 500 | 500 < t ≤ 1000 | 1000 < t ≤ 5000 | 5000 < t ≤ 60000
80 ≤ u < 90 | 0 | 0 | 0 | 0 | 0 | 0
70 ≤ u < 80 | 0 | 0 | 0 | 0 | 0 | 0
40 ≤ u < 70 | 0 | 0 | 0 | 0 | 0 | 0
5 ≤ u < 40 | 0 | 0 | 0 | 0 | 0 | 0
u < 5 | 0 | 0 | 0 | 0 | 0 | 0
Total | 0 | 0 | 0 | 0 | 0 | 0
BODS01(PT BODEASA)¦ meter SN:1009141000000706
Tensiune reziduală u% | Durata t ms |  |  |  |  | Total
| 10 < t ≤ 200 | 200 < t ≤ 500 | 500 < t ≤ 1000 | 1000 < t ≤ 5000 | 5000 < t ≤ 60000
80 ≤ u < 90 | 0 | 0 | 0 | 0 | 0 | 0
70 ≤ u < 80 | 0 | 0 | 0 | 0 | 0 | 0
40 ≤ u < 70 | 0 | 0 | 0 | 0 | 0 | 0
5 ≤ u < 40 | 0 | 0 | 0 | 0 | 0 | 0
u < 5 | 0 | 0 | 0 | 0 | 0 | 0
Total | 0 | 0 | 0 | 0 | 0 | 0
BRCN01(PT BARCANA)¦ meter SN:1009141000001198
Tensiune reziduală u% | Durata t ms |  |  |  |  | Total
| 10 < t ≤ 200 | 200 < t ≤ 500 | 500 < t ≤ 1000 | 1000 < t ≤ 5000 | 5000 < t ≤ 60000
80 ≤ u < 90 | 0 | 0 | 0 | 0 | 0 | 0
70 ≤ u < 80 | 0 | 0 | 0 | 0 | 0 | 0
40 ≤ u < 70 | 0 | 0 | 0 | 0 | 0 | 0
5 ≤ u < 40 | 0 | 0 | 0 | 0 | 0 | 0
u < 5 | 0 | 0 | 0 | 0 | 0 | 0
Total | 0 | 0 | 0 | 0 | 0 | 0
BSIA01(PT BOSIA)¦ meter SN:1009141000000561
Tensiune reziduală u% | Durata t ms |  |  |  |  | Total
| 10 < t ≤ 200 | 200 < t ≤ 500 | 500 < t ≤ 1000 | 1000 < t ≤ 5000 | 5000 < t ≤ 60000
80 ≤ u < 90 | 0 | 0 | 0 | 0 | 0 | 0
70 ≤ u < 80 | 0 | 0 | 0 | 0 | 0 | 0
40 ≤ u < 70 | 0 | 0 | 0 | 0 | 0 | 0
5 ≤ u < 40 | 0 | 0 | 0 | 0 | 0 | 0
u < 5 | 0 | 0 | 0 | 0 | 0 | 0
Total | 0 | 0 | 0 | 0 | 0 | 0
BUDR01(PT BUDA RACHITOASA)¦ meter SN:1009141000000232
Tensiune reziduală u% | Durata t ms |  |  |  |  | Total
| 10 < t ≤ 200 | 200 < t ≤ 500 | 500 < t ≤ 1000 | 1000 < t ≤ 5000 | 5000 < t ≤ 60000
80 ≤ u < 90 | 0 | 0 | 0 | 0 | 0 | 0
70 ≤ u < 80 | 0 | 0 | 0 | 0 | 0 | 0
40 ≤ u < 70 | 0 | 0 | 0 | 0 | 0 | 0
5 ≤ u < 40 | 0 | 0 | 0 | 0 | 0 | 0
u < 5 | 0 | 0 | 0 | 0 | 0 | 0
Total | 0 | 0 | 0 | 0 | 0 | 0
BUDR06(PT MAGAZIE BUDA RACHITOASA)¦ meter SN:1009141000001180
Tensiune reziduală u% | Durata t ms |  |  |  |  | Total
| 10 < t ≤ 200 | 200 < t ≤ 500 | 500 < t ≤ 1000 | 1000 < t ≤ 5000 | 5000 < t ≤ 60000
80 ≤ u < 90 | 0 | 0 | 0 | 0 | 0 | 0
70 ≤ u < 80 | 0 | 0 | 0 | 0 | 0 | 0
40 ≤ u < 70 | 0 | 0 | 0 | 0 | 0 | 0
5 ≤ u < 40 | 0 | 0 | 0 | 0 | 0 | 0
u < 5 | 0 | 0 | 0 | 0 | 0 | 0
Total | 0 | 0 | 0 | 0 | 0 | 0
BURD01(PT 1 BURDUSACI)¦ meter SN:1009141000000095
Tensiune reziduală u% | Durata t ms |  |  |  |  | Total
| 10 < t ≤ 200 | 200 < t ≤ 500 | 500 < t ≤ 1000 | 1000 < t ≤ 5000 | 5000 < t ≤ 60000
80 ≤ u < 90 | 0 | 0 | 0 | 0 | 0 | 0
70 ≤ u < 80 | 0 | 0 | 0 | 0 | 0 | 0
40 ≤ u < 70 | 0 | 0 | 0 | 0 | 0 | 0
5 ≤ u < 40 | 0 | 0 | 0 | 0 | 0 | 0
u < 5 | 0 | 0 | 0 | 0 | 0 | 0
Total | 0 | 0 | 0 | 0 | 0 | 0
BURD02(PT 2 BURDUSACI)¦ meter SN:1009141000000130
Tensiune reziduală u% | Durata t ms |  |  |  |  | Total
| 10 < t ≤ 200 | 200 < t ≤ 500 | 500 < t ≤ 1000 | 1000 < t ≤ 5000 | 5000 < t ≤ 60000
80 ≤ u < 90 | 0 | 0 | 0 | 0 | 0 | 0
70 ≤ u < 80 | 0 | 0 | 0 | 0 | 0 | 0
40 ≤ u < 70 | 0 | 0 | 0 | 0 | 0 | 0
5 ≤ u < 40 | 0 | 0 | 0 | 0 | 0 | 0
u < 5 | 0 | 0 | 0 | 0 | 0 | 0
Total | 0 | 0 | 0 | 0 | 0 | 0
CABE01(PT 1 CABESTI)¦ meter SN:1009141000000992
Tensiune reziduală u% | Durata t ms |  |  |  |  | Total
| 10 < t ≤ 200 | 200 < t ≤ 500 | 500 < t ≤ 1000 | 1000 < t ≤ 5000 | 5000 < t ≤ 60000
80 ≤ u < 90 | 0 | 0 | 0 | 0 | 0 | 0
70 ≤ u < 80 | 0 | 0 | 0 | 0 | 0 | 0
40 ≤ u < 70 | 0 | 0 | 0 | 0 | 0 | 0
5 ≤ u < 40 | 0 | 0 | 0 | 0 | 0 | 0
u < 5 | 0 | 0 | 0 | 0 | 0 | 0
Total | 0 | 0 | 0 | 0 | 0 | 0
CABE02(PT 2 CABESTI)¦ meter SN:1009141000000446
Tensiune reziduală u% | Durata t ms |  |  |  |  | Total
| 10 < t ≤ 200 | 200 < t ≤ 500 | 500 < t ≤ 1000 | 1000 < t ≤ 5000 | 5000 < t ≤ 60000
80 ≤ u < 90 | 0 | 0 | 0 | 0 | 0 | 0
70 ≤ u < 80 | 0 | 0 | 0 | 0 | 0 | 0
40 ≤ u < 70 | 0 | 0 | 0 | 0 | 0 | 0
5 ≤ u < 40 | 0 | 0 | 0 | 0 | 0 | 0
u < 5 | 0 | 0 | 0 | 0 | 0 | 0
Total | 0 | 0 | 0 | 0 | 0 | 0
CABE03(PT 3 CABESTI)¦ meter SN:1009151000001553
Tensiune reziduală u% | Durata t ms |  |  |  |  | Total
| 10 < t ≤ 200 | 200 < t ≤ 500 | 500 < t ≤ 1000 | 1000 < t ≤ 5000 | 5000 < t ≤ 60000
80 ≤ u < 90 | 0 | 0 | 0 | 0 | 0 | 0
70 ≤ u < 80 | 0 | 0 | 0 | 0 | 0 | 0
40 ≤ u < 70 | 0 | 0 | 0 | 0 | 0 | 0
5 ≤ u < 40 | 0 | 0 | 0 | 0 | 0 | 0
u < 5 | 0 | 0 | 0 | 0 | 0 | 0
Total | 0 | 0 | 0 | 0 | 0 | 0
CABE04(PT 4 CABESTI (SMA))¦ meter SN:1009151000001569
Tensiune reziduală u% | Durata t ms |  |  |  |  | Total
| 10 < t ≤ 200 | 200 < t ≤ 500 | 500 < t ≤ 1000 | 1000 < t ≤ 5000 | 5000 < t ≤ 60000
80 ≤ u < 90 | 0 | 0 | 0 | 0 | 0 | 0
70 ≤ u < 80 | 0 | 0 | 0 | 0 | 0 | 0
40 ≤ u < 70 | 0 | 0 | 0 | 0 | 0 | 0
5 ≤ u < 40 | 0 | 0 | 0 | 0 | 0 | 0
u < 5 | 0 | 0 | 0 | 0 | 0 | 0
Total | 0 | 0 | 0 | 0 | 0 | 0
CABE05(PT 5 CABESTI)¦ meter SN:1009151000001618
Tensiune reziduală u% | Durata t ms |  |  |  |  | Total
| 10 < t ≤ 200 | 200 < t ≤ 500 | 500 < t ≤ 1000 | 1000 < t ≤ 5000 | 5000 < t ≤ 60000
80 ≤ u < 90 | 0 | 0 | 0 | 0 | 0 | 0
70 ≤ u < 80 | 0 | 0 | 0 | 0 | 0 | 0
40 ≤ u < 70 | 0 | 0 | 0 | 0 | 0 | 0
5 ≤ u < 40 | 0 | 0 | 0 | 0 | 0 | 0
u < 5 | 0 | 0 | 0 | 0 | 0 | 0
Total | 0 | 0 | 0 | 0 | 0 | 0
CAUI02(PT 2 CAUIA)¦ meter SN:1009141000000560
Tensiune reziduală u% | Durata t ms |  |  |  |  | Total
| 10 < t ≤ 200 | 200 < t ≤ 500 | 500 < t ≤ 1000 | 1000 < t ≤ 5000 | 5000 < t ≤ 60000
80 ≤ u < 90 | 0 | 0 | 0 | 0 | 0 | 0
70 ≤ u < 80 | 0 | 0 | 0 | 0 | 0 | 0
40 ≤ u < 70 | 0 | 0 | 0 | 0 | 0 | 0
5 ≤ u < 40 | 0 | 0 | 0 | 0 | 0 | 0
u < 5 | 0 | 0 | 0 | 0 | 0 | 0
Total | 0 | 0 | 0 | 0 | 0 | 0
CAUI03(PT 3 CAUIA)¦ meter SN:1009141000000735
Tensiune reziduală u% | Durata t ms |  |  |  |  | Total
| 10 < t ≤ 200 | 200 < t ≤ 500 | 500 < t ≤ 1000 | 1000 < t ≤ 5000 | 5000 < t ≤ 60000
80 ≤ u < 90 | 0 | 0 | 0 | 0 | 0 | 0
70 ≤ u < 80 | 0 | 0 | 0 | 0 | 0 | 0
40 ≤ u < 70 | 0 | 0 | 0 | 0 | 0 | 0
5 ≤ u < 40 | 0 | 0 | 0 | 0 | 0 | 0
u < 5 | 0 | 0 | 0 | 0 | 0 | 0
Total | 0 | 0 | 0 | 0 | 0 | 0
CHCR01(PT CHICERA)¦ meter SN:1009141000000778
Tensiune reziduală u% | Durata t ms |  |  |  |  | Total
| 10 < t ≤ 200 | 200 < t ≤ 500 | 500 < t ≤ 1000 | 1000 < t ≤ 5000 | 5000 < t ≤ 60000
80 ≤ u < 90 | 0 | 0 | 0 | 0 | 0 | 0
70 ≤ u < 80 | 0 | 0 | 0 | 0 | 0 | 0
40 ≤ u < 70 | 0 | 0 | 0 | 0 | 0 | 0
5 ≤ u < 40 | 0 | 0 | 0 | 0 | 0 | 0
u < 5 | 0 | 0 | 0 | 0 | 0 | 0
Total | 0 | 0 | 0 | 0 | 0 | 0
CHTR01(PT CHETRENI)¦ meter SN:1009151000001718
Tensiune reziduală u% | Durata t ms |  |  |  |  | Total
| 10 < t ≤ 200 | 200 < t ≤ 500 | 500 < t ≤ 1000 | 1000 < t ≤ 5000 | 5000 < t ≤ 60000
80 ≤ u < 90 | 0 | 0 | 0 | 0 | 0 | 0
70 ≤ u < 80 | 0 | 0 | 0 | 0 | 0 | 0
40 ≤ u < 70 | 0 | 0 | 0 | 0 | 0 | 0
5 ≤ u < 40 | 0 | 0 | 0 | 0 | 0 | 0
u < 5 | 0 | 0 | 0 | 0 | 0 | 0
Total | 0 | 0 | 0 | 0 | 0 | 0
CLPD01(PT CALAPODESTI)¦ meter SN:1009141000000825
Tensiune reziduală u% | Durata t ms |  |  |  |  | Total
| 10 < t ≤ 200 | 200 < t ≤ 500 | 500 < t ≤ 1000 | 1000 < t ≤ 5000 | 5000 < t ≤ 60000
80 ≤ u < 90 | 0 | 0 | 0 | 0 | 0 | 0
70 ≤ u < 80 | 0 | 0 | 0 | 0 | 0 | 0
40 ≤ u < 70 | 0 | 0 | 0 | 0 | 0 | 0
5 ≤ u < 40 | 0 | 0 | 0 | 0 | 0 | 0
u < 5 | 0 | 0 | 0 | 0 | 0 | 0
Total | 0 | 0 | 0 | 0 | 0 | 0
COCI02(PT 2 COCIU)¦ meter SN:1009141000000616
Tensiune reziduală u% | Durata t ms |  |  |  |  | Total
| 10 < t ≤ 200 | 200 < t ≤ 500 | 500 < t ≤ 1000 | 1000 < t ≤ 5000 | 5000 < t ≤ 60000
80 ≤ u < 90 | 0 | 0 | 0 | 0 | 0 | 0
70 ≤ u < 80 | 0 | 0 | 0 | 0 | 0 | 0
40 ≤ u < 70 | 0 | 0 | 0 | 0 | 0 | 0
5 ≤ u < 40 | 0 | 0 | 0 | 0 | 0 | 0
u < 5 | 0 | 0 | 0 | 0 | 0 | 0
Total | 0 | 0 | 0 | 0 | 0 | 0
COCI03(PT 3 SMA COCIU)¦ meter SN:1009141000001228
Tensiune reziduală u% | Durata t ms |  |  |  |  | Total
| 10 < t ≤ 200 | 200 < t ≤ 500 | 500 < t ≤ 1000 | 1000 < t ≤ 5000 | 5000 < t ≤ 60000
80 ≤ u < 90 | 0 | 0 | 0 | 0 | 0 | 0
70 ≤ u < 80 | 0 | 0 | 0 | 0 | 0 | 0
40 ≤ u < 70 | 0 | 0 | 0 | 0 | 0 | 0
5 ≤ u < 40 | 0 | 0 | 0 | 0 | 0 | 0
u < 5 | 0 | 0 | 0 | 0 | 0 | 0
Total | 0 | 0 | 0 | 0 | 0 | 0
CRAI01(PT 1 CRAIESTI)¦ meter SN:1009151000001519
Tensiune reziduală u% | Durata t ms |  |  |  |  | Total
| 10 < t ≤ 200 | 200 < t ≤ 500 | 500 < t ≤ 1000 | 1000 < t ≤ 5000 | 5000 < t ≤ 60000
80 ≤ u < 90 | 0 | 0 | 0 | 0 | 0 | 0
70 ≤ u < 80 | 0 | 0 | 0 | 0 | 0 | 0
40 ≤ u < 70 | 0 | 0 | 0 | 0 | 0 | 0
5 ≤ u < 40 | 0 | 0 | 0 | 0 | 0 | 0
u < 5 | 0 | 0 | 0 | 0 | 0 | 0
Total | 0 | 0 | 0 | 0 | 0 | 0
CRAI02(PT 2 CRAIESTI)¦ meter SN:1009151000001549
Tensiune reziduală u% | Durata t ms |  |  |  |  | Total
| 10 < t ≤ 200 | 200 < t ≤ 500 | 500 < t ≤ 1000 | 1000 < t ≤ 5000 | 5000 < t ≤ 60000
80 ≤ u < 90 | 0 | 0 | 0 | 0 | 0 | 0
70 ≤ u < 80 | 0 | 0 | 0 | 0 | 0 | 0
40 ≤ u < 70 | 0 | 0 | 0 | 0 | 0 | 0
5 ≤ u < 40 | 0 | 0 | 0 | 0 | 0 | 0
u < 5 | 0 | 0 | 0 | 0 | 0 | 0
Total | 0 | 0 | 0 | 0 | 0 | 0
CRPJ03(PT 3 CRAIESTI POJORATA)¦ meter SN:1009151000001390
Tensiune reziduală u% | Durata t ms |  |  |  |  | Total
| 10 < t ≤ 200 | 200 < t ≤ 500 | 500 < t ≤ 1000 | 1000 < t ≤ 5000 | 5000 < t ≤ 60000
80 ≤ u < 90 | 0 | 0 | 0 | 0 | 0 | 0
70 ≤ u < 80 | 0 | 0 | 0 | 0 | 0 | 0
40 ≤ u < 70 | 0 | 0 | 0 | 0 | 0 | 0
5 ≤ u < 40 | 0 | 0 | 0 | 0 | 0 | 0
u < 5 | 0 | 0 | 0 | 0 | 0 | 0
Total | 0 | 0 | 0 | 0 | 0 | 0
DANA01(PT DANAILA)¦ meter SN:1009151000001394
Tensiune reziduală u% | Durata t ms |  |  |  |  | Total
| 10 < t ≤ 200 | 200 < t ≤ 500 | 500 < t ≤ 1000 | 1000 < t ≤ 5000 | 5000 < t ≤ 60000
80 ≤ u < 90 | 0 | 0 | 0 | 0 | 0 | 0
70 ≤ u < 80 | 0 | 0 | 0 | 0 | 0 | 0
40 ≤ u < 70 | 0 | 0 | 0 | 0 | 0 | 0
5 ≤ u < 40 | 0 | 0 | 0 | 0 | 0 | 0
u < 5 | 0 | 0 | 0 | 0 | 0 | 0
Total | 0 | 0 | 0 | 0 | 0 | 0
DDST01(PT DADESTI)¦ meter SN:1009151000001521
Tensiune reziduală u% | Durata t ms |  |  |  |  | Total
| 10 < t ≤ 200 | 200 < t ≤ 500 | 500 < t ≤ 1000 | 1000 < t ≤ 5000 | 5000 < t ≤ 60000
80 ≤ u < 90 | 0 | 0 | 0 | 0 | 0 | 0
70 ≤ u < 80 | 0 | 0 | 0 | 0 | 0 | 0
40 ≤ u < 70 | 0 | 0 | 0 | 0 | 0 | 0
5 ≤ u < 40 | 0 | 0 | 0 | 0 | 0 | 0
u < 5 | 0 | 0 | 0 | 0 | 0 | 0
Total | 0 | 0 | 0 | 0 | 0 | 0
DEAL01(PT 1 DEALUL MORII)¦ meter SN:1009151000001392
Tensiune reziduală u% | Durata t ms |  |  |  |  | Total
| 10 < t ≤ 200 | 200 < t ≤ 500 | 500 < t ≤ 1000 | 1000 < t ≤ 5000 | 5000 < t ≤ 60000
80 ≤ u < 90 | 0 | 0 | 0 | 0 | 0 | 0
70 ≤ u < 80 | 0 | 0 | 0 | 0 | 0 | 0
40 ≤ u < 70 | 0 | 0 | 0 | 0 | 0 | 0
5 ≤ u < 40 | 0 | 0 | 0 | 0 | 0 | 0
u < 5 | 0 | 0 | 0 | 0 | 0 | 0
Total | 0 | 0 | 0 | 0 | 0 | 0
DEAL03(PT 3 DEALU MORII(SMA))¦ meter SN:1009151000001354
Tensiune reziduală u% | Durata t ms |  |  |  |  | Total
| 10 < t ≤ 200 | 200 < t ≤ 500 | 500 < t ≤ 1000 | 1000 < t ≤ 5000 | 5000 < t ≤ 60000
80 ≤ u < 90 | 0 | 0 | 0 | 0 | 0 | 0
70 ≤ u < 80 | 0 | 0 | 0 | 0 | 0 | 0
40 ≤ u < 70 | 0 | 0 | 0 | 0 | 0 | 0
5 ≤ u < 40 | 0 | 0 | 0 | 0 | 0 | 0
u < 5 | 0 | 0 | 0 | 0 | 0 | 0
Total | 0 | 0 | 0 | 0 | 0 | 0
DEAL04(PT 4 DEALU MORII(GRAJDURI))¦ meter SN:1009151000001357
Tensiune reziduală u% | Durata t ms |  |  |  |  | Total
| 10 < t ≤ 200 | 200 < t ≤ 500 | 500 < t ≤ 1000 | 1000 < t ≤ 5000 | 5000 < t ≤ 60000
80 ≤ u < 90 | 0 | 0 | 0 | 0 | 0 | 0
70 ≤ u < 80 | 0 | 0 | 0 | 0 | 0 | 0
40 ≤ u < 70 | 0 | 0 | 0 | 0 | 0 | 0
5 ≤ u < 40 | 0 | 0 | 0 | 0 | 0 | 0
u < 5 | 0 | 0 | 0 | 0 | 0 | 0
Total | 0 | 0 | 0 | 0 | 0 | 0
DNEG01(PT DUMBRAVA NEGULESTI)¦ meter SN:1009151000001351
Tensiune reziduală u% | Durata t ms |  |  |  |  | Total
| 10 < t ≤ 200 | 200 < t ≤ 500 | 500 < t ≤ 1000 | 1000 < t ≤ 5000 | 5000 < t ≤ 60000
80 ≤ u < 90 | 0 | 0 | 0 | 0 | 0 | 0
70 ≤ u < 80 | 0 | 0 | 0 | 0 | 0 | 0
40 ≤ u < 70 | 0 | 0 | 0 | 0 | 0 | 0
5 ≤ u < 40 | 0 | 0 | 0 | 0 | 0 | 0
u < 5 | 0 | 0 | 0 | 0 | 0 | 0
Total | 0 | 0 | 0 | 0 | 0 | 0
DRNN01(PT DORNENI)¦ meter SN:1009151000002100
Tensiune reziduală u% | Durata t ms |  |  |  |  | Total
| 10 < t ≤ 200 | 200 < t ≤ 500 | 500 < t ≤ 1000 | 1000 < t ≤ 5000 | 5000 < t ≤ 60000
80 ≤ u < 90 | 0 | 0 | 0 | 0 | 0 | 0
70 ≤ u < 80 | 0 | 0 | 0 | 0 | 0 | 0
40 ≤ u < 70 | 0 | 0 | 0 | 0 | 0 | 0
5 ≤ u < 40 | 0 | 0 | 0 | 0 | 0 | 0
u < 5 | 0 | 0 | 0 | 0 | 0 | 0
Total | 0 | 0 | 0 | 0 | 0 | 0
DUBV01(PT 1 DUMBRAVA RACHITOASA)¦ meter SN:1009151000001418
Tensiune reziduală u% | Durata t ms |  |  |  |  | Total
| 10 < t ≤ 200 | 200 < t ≤ 500 | 500 < t ≤ 1000 | 1000 < t ≤ 5000 | 5000 < t ≤ 60000
80 ≤ u < 90 | 0 | 0 | 0 | 0 | 0 | 0
70 ≤ u < 80 | 0 | 0 | 0 | 0 | 0 | 0
40 ≤ u < 70 | 0 | 0 | 0 | 0 | 0 | 0
5 ≤ u < 40 | 0 | 0 | 0 | 0 | 0 | 0
u < 5 | 0 | 0 | 0 | 0 | 0 | 0
Total | 0 | 0 | 0 | 0 | 0 | 0
FARS01(PT FARCASA)¦ meter SN:1009151000001542
Tensiune reziduală u% | Durata t ms |  |  |  |  | Total
| 10 < t ≤ 200 | 200 < t ≤ 500 | 500 < t ≤ 1000 | 1000 < t ≤ 5000 | 5000 < t ≤ 60000
80 ≤ u < 90 | 0 | 0 | 0 | 0 | 0 | 0
70 ≤ u < 80 | 0 | 0 | 0 | 0 | 0 | 0
40 ≤ u < 70 | 0 | 0 | 0 | 0 | 0 | 0
5 ≤ u < 40 | 0 | 0 | 0 | 0 | 0 | 0
u < 5 | 0 | 0 | 0 | 0 | 0 | 0
Total | 0 | 0 | 0 | 0 | 0 | 0
FDTE01(PT FUNDATURA TEPOIA)¦ meter SN:1009151000001612
Tensiune reziduală u% | Durata t ms |  |  |  |  | Total
| 10 < t ≤ 200 | 200 < t ≤ 500 | 500 < t ≤ 1000 | 1000 < t ≤ 5000 | 5000 < t ≤ 60000
80 ≤ u < 90 | 0 | 0 | 0 | 0 | 0 | 0
70 ≤ u < 80 | 0 | 0 | 0 | 0 | 0 | 0
40 ≤ u < 70 | 0 | 0 | 0 | 0 | 0 | 0
5 ≤ u < 40 | 0 | 0 | 0 | 0 | 0 | 0
u < 5 | 0 | 0 | 0 | 0 | 0 | 0
Total | 0 | 0 | 0 | 0 | 0 | 0
FDTR01(PT FUNDATURA RACHITOASA)¦ meter SN:1009151000001432
Tensiune reziduală u% | Durata t ms |  |  |  |  | Total
| 10 < t ≤ 200 | 200 < t ≤ 500 | 500 < t ≤ 1000 | 1000 < t ≤ 5000 | 5000 < t ≤ 60000
80 ≤ u < 90 | 0 | 0 | 0 | 0 | 0 | 0
70 ≤ u < 80 | 0 | 0 | 0 | 0 | 0 | 0
40 ≤ u < 70 | 0 | 0 | 0 | 0 | 0 | 0
5 ≤ u < 40 | 0 | 0 | 0 | 0 | 0 | 0
u < 5 | 0 | 0 | 0 | 0 | 0 | 0
Total | 0 | 0 | 0 | 0 | 0 | 0
FICH01(PT FICHITESTI)¦ meter SN:1009151000001371
Tensiune reziduală u% | Durata t ms |  |  |  |  | Total
| 10 < t ≤ 200 | 200 < t ≤ 500 | 500 < t ≤ 1000 | 1000 < t ≤ 5000 | 5000 < t ≤ 60000
80 ≤ u < 90 | 0 | 0 | 0 | 0 | 0 | 0
70 ≤ u < 80 | 0 | 0 | 0 | 0 | 0 | 0
40 ≤ u < 70 | 0 | 0 | 0 | 0 | 0 | 0
5 ≤ u < 40 | 0 | 0 | 0 | 0 | 0 | 0
u < 5 | 0 | 0 | 0 | 0 | 0 | 0
Total | 0 | 0 | 0 | 0 | 0 | 0
FNDU01(PT FUNDATURA MOTOSENI)¦ meter SN:1009151000001469
Tensiune reziduală u% | Durata t ms |  |  |  |  | Total
| 10 < t ≤ 200 | 200 < t ≤ 500 | 500 < t ≤ 1000 | 1000 < t ≤ 5000 | 5000 < t ≤ 60000
80 ≤ u < 90 | 0 | 0 | 0 | 0 | 0 | 0
70 ≤ u < 80 | 0 | 0 | 0 | 0 | 0 | 0
40 ≤ u < 70 | 0 | 0 | 0 | 0 | 0 | 0
5 ≤ u < 40 | 0 | 0 | 0 | 0 | 0 | 0
u < 5 | 0 | 0 | 0 | 0 | 0 | 0
Total | 0 | 0 | 0 | 0 | 0 | 0
FNTM01(PT 1 FANTINELE MOTOSENI)¦ meter SN:1009151000001694
Tensiune reziduală u% | Durata t ms |  |  |  |  | Total
| 10 < t ≤ 200 | 200 < t ≤ 500 | 500 < t ≤ 1000 | 1000 < t ≤ 5000 | 5000 < t ≤ 60000
80 ≤ u < 90 | 0 | 0 | 0 | 0 | 0 | 0
70 ≤ u < 80 | 0 | 0 | 0 | 0 | 0 | 0
40 ≤ u < 70 | 0 | 0 | 0 | 0 | 0 | 0
5 ≤ u < 40 | 0 | 0 | 0 | 0 | 0 | 0
u < 5 | 0 | 0 | 0 | 0 | 0 | 0
Total | 0 | 0 | 0 | 0 | 0 | 0
FRML01(PT 1 FRUMUSELU)¦ meter SN:1009151000002479
Tensiune reziduală u% | Durata t ms |  |  |  |  | Total
| 10 < t ≤ 200 | 200 < t ≤ 500 | 500 < t ≤ 1000 | 1000 < t ≤ 5000 | 5000 < t ≤ 60000
80 ≤ u < 90 | 0 | 0 | 0 | 0 | 0 | 0
70 ≤ u < 80 | 0 | 0 | 0 | 0 | 0 | 0
40 ≤ u < 70 | 0 | 0 | 0 | 0 | 0 | 0
5 ≤ u < 40 | 0 | 0 | 0 | 0 | 0 | 0
u < 5 | 0 | 0 | 0 | 0 | 0 | 0
Total | 0 | 0 | 0 | 0 | 0 | 0
FRML02(PT 2 FRUMUSELU)¦ meter SN:1009151000001352
Tensiune reziduală u% | Durata t ms |  |  |  |  | Total
| 10 < t ≤ 200 | 200 < t ≤ 500 | 500 < t ≤ 1000 | 1000 < t ≤ 5000 | 5000 < t ≤ 60000
80 ≤ u < 90 | 0 | 0 | 0 | 0 | 0 | 0
70 ≤ u < 80 | 0 | 0 | 0 | 0 | 0 | 0
40 ≤ u < 70 | 0 | 0 | 0 | 0 | 0 | 0
5 ≤ u < 40 | 0 | 0 | 0 | 0 | 0 | 0
u < 5 | 0 | 0 | 0 | 0 | 0 | 0
Total | 0 | 0 | 0 | 0 | 0 | 0
FRML03(PT 3 FRUMUSELU FUNDATURA)¦ meter SN:1009151000001342
Tensiune reziduală u% | Durata t ms |  |  |  |  | Total
| 10 < t ≤ 200 | 200 < t ≤ 500 | 500 < t ≤ 1000 | 1000 < t ≤ 5000 | 5000 < t ≤ 60000
80 ≤ u < 90 | 0 | 0 | 0 | 0 | 0 | 0
70 ≤ u < 80 | 0 | 0 | 0 | 0 | 0 | 0
40 ≤ u < 70 | 0 | 0 | 0 | 0 | 0 | 0
5 ≤ u < 40 | 0 | 0 | 0 | 0 | 0 | 0
u < 5 | 0 | 0 | 0 | 0 | 0 | 0
Total | 0 | 0 | 0 | 0 | 0 | 0
FUAF01(PT FUNDATURA AFUMATI)¦ meter SN:1009151000001372
Tensiune reziduală u% | Durata t ms |  |  |  |  | Total
| 10 < t ≤ 200 | 200 < t ≤ 500 | 500 < t ≤ 1000 | 1000 < t ≤ 5000 | 5000 < t ≤ 60000
80 ≤ u < 90 | 0 | 0 | 0 | 0 | 0 | 0
70 ≤ u < 80 | 0 | 0 | 0 | 0 | 0 | 0
40 ≤ u < 70 | 0 | 0 | 0 | 0 | 0 | 0
5 ≤ u < 40 | 0 | 0 | 0 | 0 | 0 | 0
u < 5 | 0 | 0 | 0 | 0 | 0 | 0
Total | 0 | 0 | 0 | 0 | 0 | 0
GAIC01(PT 1 GAICEANA)¦ meter SN:1009141000000773
Tensiune reziduală u% | Durata t ms |  |  |  |  | Total
| 10 < t ≤ 200 | 200 < t ≤ 500 | 500 < t ≤ 1000 | 1000 < t ≤ 5000 | 5000 < t ≤ 60000
80 ≤ u < 90 | 0 | 0 | 0 | 0 | 0 | 0
70 ≤ u < 80 | 0 | 0 | 0 | 0 | 0 | 0
40 ≤ u < 70 | 0 | 0 | 0 | 0 | 0 | 0
5 ≤ u < 40 | 0 | 0 | 0 | 0 | 0 | 0
u < 5 | 0 | 0 | 0 | 0 | 0 | 0
Total | 0 | 0 | 0 | 0 | 0 | 0
GAIC02(PT 2 GAICEANA)¦ meter SN:1009141000000249
Tensiune reziduală u% | Durata t ms |  |  |  |  | Total
| 10 < t ≤ 200 | 200 < t ≤ 500 | 500 < t ≤ 1000 | 1000 < t ≤ 5000 | 5000 < t ≤ 60000
80 ≤ u < 90 | 0 | 0 | 0 | 0 | 0 | 0
70 ≤ u < 80 | 0 | 0 | 0 | 0 | 0 | 0
40 ≤ u < 70 | 0 | 0 | 0 | 0 | 0 | 0
5 ≤ u < 40 | 0 | 0 | 0 | 0 | 0 | 0
u < 5 | 0 | 0 | 0 | 0 | 0 | 0
Total | 0 | 0 | 0 | 0 | 0 | 0
GAIC03(PT 3 GAICEANA)¦ meter SN:1009141000000061
Tensiune reziduală u% | Durata t ms |  |  |  |  | Total
| 10 < t ≤ 200 | 200 < t ≤ 500 | 500 < t ≤ 1000 | 1000 < t ≤ 5000 | 5000 < t ≤ 60000
80 ≤ u < 90 | 0 | 0 | 0 | 0 | 0 | 0
70 ≤ u < 80 | 0 | 0 | 0 | 0 | 0 | 0
40 ≤ u < 70 | 0 | 0 | 0 | 0 | 0 | 0
5 ≤ u < 40 | 0 | 0 | 0 | 0 | 0 | 0
u < 5 | 0 | 0 | 0 | 0 | 0 | 0
Total | 0 | 0 | 0 | 0 | 0 | 0
GAIC04(PT 4 GAICEANA (CAP))¦ meter SN:1009151000001491
Tensiune reziduală u% | Durata t ms |  |  |  |  | Total
| 10 < t ≤ 200 | 200 < t ≤ 500 | 500 < t ≤ 1000 | 1000 < t ≤ 5000 | 5000 < t ≤ 60000
80 ≤ u < 90 | 0 | 0 | 0 | 0 | 0 | 0
70 ≤ u < 80 | 0 | 0 | 0 | 0 | 0 | 0
40 ≤ u < 70 | 0 | 0 | 0 | 0 | 0 | 0
5 ≤ u < 40 | 0 | 0 | 0 | 0 | 0 | 0
u < 5 | 0 | 0 | 0 | 0 | 0 | 0
Total | 0 | 0 | 0 | 0 | 0 | 0
GAIC05(PT 5 GAICEANA(SMA))¦ meter SN:1009151000002673
Tensiune reziduală u% | Durata t ms |  |  |  |  | Total
| 10 < t ≤ 200 | 200 < t ≤ 500 | 500 < t ≤ 1000 | 1000 < t ≤ 5000 | 5000 < t ≤ 60000
80 ≤ u < 90 | 0 | 0 | 0 | 0 | 0 | 0
70 ≤ u < 80 | 0 | 0 | 0 | 0 | 0 | 0
40 ≤ u < 70 | 0 | 0 | 0 | 0 | 0 | 0
5 ≤ u < 40 | 0 | 0 | 0 | 0 | 0 | 0
u < 5 | 0 | 0 | 0 | 0 | 0 | 0
Total | 0 | 0 | 0 | 0 | 0 | 0
GHIL01(PT GHILAVESTI)¦ meter SN:1009151000002102
Tensiune reziduală u% | Durata t ms |  |  |  |  | Total
| 10 < t ≤ 200 | 200 < t ≤ 500 | 500 < t ≤ 1000 | 1000 < t ≤ 5000 | 5000 < t ≤ 60000
80 ≤ u < 90 | 0 | 0 | 0 | 0 | 0 | 0
70 ≤ u < 80 | 0 | 0 | 0 | 0 | 0 | 0
40 ≤ u < 70 | 0 | 0 | 0 | 0 | 0 | 0
5 ≤ u < 40 | 0 | 0 | 0 | 0 | 0 | 0
u < 5 | 0 | 0 | 0 | 0 | 0 | 0
Total | 0 | 0 | 0 | 0 | 0 | 0
GLAV01(PT 1 GLAVANESTI)¦ meter SN:1009141000000286
Tensiune reziduală u% | Durata t ms |  |  |  |  | Total
| 10 < t ≤ 200 | 200 < t ≤ 500 | 500 < t ≤ 1000 | 1000 < t ≤ 5000 | 5000 < t ≤ 60000
80 ≤ u < 90 | 0 | 0 | 0 | 0 | 0 | 0
70 ≤ u < 80 | 0 | 0 | 0 | 0 | 0 | 0
40 ≤ u < 70 | 0 | 0 | 0 | 0 | 0 | 0
5 ≤ u < 40 | 0 | 0 | 0 | 0 | 0 | 0
u < 5 | 0 | 0 | 0 | 0 | 0 | 0
Total | 0 | 0 | 0 | 0 | 0 | 0
GLAV02(PT 2 GLAVANESTI)¦ meter SN:1009151000001401
Tensiune reziduală u% | Durata t ms |  |  |  |  | Total
| 10 < t ≤ 200 | 200 < t ≤ 500 | 500 < t ≤ 1000 | 1000 < t ≤ 5000 | 5000 < t ≤ 60000
80 ≤ u < 90 | 0 | 0 | 0 | 0 | 0 | 0
70 ≤ u < 80 | 0 | 0 | 0 | 0 | 0 | 0
40 ≤ u < 70 | 0 | 0 | 0 | 0 | 0 | 0
5 ≤ u < 40 | 0 | 0 | 0 | 0 | 0 | 0
u < 5 | 0 | 0 | 0 | 0 | 0 | 0
Total | 0 | 0 | 0 | 0 | 0 | 0
GLAV03(PT3 GLAVANESTI)¦ meter SN:1009151000001615
Tensiune reziduală u% | Durata t ms |  |  |  |  | Total
| 10 < t ≤ 200 | 200 < t ≤ 500 | 500 < t ≤ 1000 | 1000 < t ≤ 5000 | 5000 < t ≤ 60000
80 ≤ u < 90 | 0 | 0 | 0 | 0 | 0 | 0
70 ≤ u < 80 | 0 | 0 | 0 | 0 | 0 | 0
40 ≤ u < 70 | 0 | 0 | 0 | 0 | 0 | 0
5 ≤ u < 40 | 0 | 0 | 0 | 0 | 0 | 0
u < 5 | 0 | 0 | 0 | 0 | 0 | 0
Total | 0 | 0 | 0 | 0 | 0 | 0
GLAV04(PT 4 GLAVANESTI)¦ meter SN:1009151000001345
Tensiune reziduală u% | Durata t ms |  |  |  |  | Total
| 10 < t ≤ 200 | 200 < t ≤ 500 | 500 < t ≤ 1000 | 1000 < t ≤ 5000 | 5000 < t ≤ 60000
80 ≤ u < 90 | 0 | 0 | 0 | 0 | 0 | 0
70 ≤ u < 80 | 0 | 0 | 0 | 0 | 0 | 0
40 ≤ u < 70 | 0 | 0 | 0 | 0 | 0 | 0
5 ≤ u < 40 | 0 | 0 | 0 | 0 | 0 | 0
u < 5 | 0 | 0 | 0 | 0 | 0 | 0
Total | 0 | 0 | 0 | 0 | 0 | 0
GLAV05(PT 5 GLAVANESTI)¦ meter SN:1009151000001385
Tensiune reziduală u% | Durata t ms |  |  |  |  | Total
| 10 < t ≤ 200 | 200 < t ≤ 500 | 500 < t ≤ 1000 | 1000 < t ≤ 5000 | 5000 < t ≤ 60000
80 ≤ u < 90 | 0 | 0 | 0 | 0 | 0 | 0
70 ≤ u < 80 | 0 | 0 | 0 | 0 | 0 | 0
40 ≤ u < 70 | 0 | 0 | 0 | 0 | 0 | 0
5 ≤ u < 40 | 0 | 0 | 0 | 0 | 0 | 0
u < 5 | 0 | 0 | 0 | 0 | 0 | 0
Total | 0 | 0 | 0 | 0 | 0 | 0
GLAV06(PT 6 GLAVANESTI)¦ meter SN:1009151000001600
Tensiune reziduală u% | Durata t ms |  |  |  |  | Total
| 10 < t ≤ 200 | 200 < t ≤ 500 | 500 < t ≤ 1000 | 1000 < t ≤ 5000 | 5000 < t ≤ 60000
80 ≤ u < 90 | 0 | 0 | 0 | 0 | 0 | 0
70 ≤ u < 80 | 0 | 0 | 0 | 0 | 0 | 0
40 ≤ u < 70 | 0 | 0 | 0 | 0 | 0 | 0
5 ≤ u < 40 | 0 | 0 | 0 | 0 | 0 | 0
u < 5 | 0 | 0 | 0 | 0 | 0 | 0
Total | 0 | 0 | 0 | 0 | 0 | 0
GLAV07(PT 7 GLAVANESTI)¦ meter SN:1009151000001528
Tensiune reziduală u% | Durata t ms |  |  |  |  | Total
| 10 < t ≤ 200 | 200 < t ≤ 500 | 500 < t ≤ 1000 | 1000 < t ≤ 5000 | 5000 < t ≤ 60000
80 ≤ u < 90 | 0 | 0 | 0 | 0 | 0 | 0
70 ≤ u < 80 | 0 | 0 | 0 | 0 | 0 | 0
40 ≤ u < 70 | 0 | 0 | 0 | 0 | 0 | 0
5 ≤ u < 40 | 0 | 0 | 0 | 0 | 0 | 0
u < 5 | 0 | 0 | 0 | 0 | 0 | 0
Total | 0 | 0 | 0 | 0 | 0 | 0
GODJ01(PT GODINESTII DE JOS)¦ meter SN:1009151000002069
Tensiune reziduală u% | Durata t ms |  |  |  |  | Total
| 10 < t ≤ 200 | 200 < t ≤ 500 | 500 < t ≤ 1000 | 1000 < t ≤ 5000 | 5000 < t ≤ 60000
80 ≤ u < 90 | 0 | 0 | 0 | 0 | 0 | 0
70 ≤ u < 80 | 0 | 0 | 0 | 0 | 0 | 0
40 ≤ u < 70 | 0 | 0 | 0 | 0 | 0 | 0
5 ≤ u < 40 | 0 | 0 | 0 | 0 | 0 | 0
u < 5 | 0 | 0 | 0 | 0 | 0 | 0
Total | 0 | 0 | 0 | 0 | 0 | 0
GODS01(PT GODINESTII DE SUS)¦ meter SN:1009151000002094
Tensiune reziduală u% | Durata t ms |  |  |  |  | Total
| 10 < t ≤ 200 | 200 < t ≤ 500 | 500 < t ≤ 1000 | 1000 < t ≤ 5000 | 5000 < t ≤ 60000
80 ≤ u < 90 | 0 | 0 | 0 | 0 | 0 | 0
70 ≤ u < 80 | 0 | 0 | 0 | 0 | 0 | 0
40 ≤ u < 70 | 0 | 0 | 0 | 0 | 0 | 0
5 ≤ u < 40 | 0 | 0 | 0 | 0 | 0 | 0
u < 5 | 0 | 0 | 0 | 0 | 0 | 0
Total | 0 | 0 | 0 | 0 | 0 | 0
GORG01(PT GORGHESTI)¦ meter SN:1009151000002095
Tensiune reziduală u% | Durata t ms |  |  |  |  | Total
| 10 < t ≤ 200 | 200 < t ≤ 500 | 500 < t ≤ 1000 | 1000 < t ≤ 5000 | 5000 < t ≤ 60000
80 ≤ u < 90 | 0 | 0 | 0 | 0 | 0 | 0
70 ≤ u < 80 | 0 | 0 | 0 | 0 | 0 | 0
40 ≤ u < 70 | 0 | 0 | 0 | 0 | 0 | 0
5 ≤ u < 40 | 0 | 0 | 0 | 0 | 0 | 0
u < 5 | 0 | 0 | 0 | 0 | 0 | 0
Total | 0 | 0 | 0 | 0 | 0 | 0
GRGN01(PT GIURGIOANA)¦ meter SN:1009151000001560
Tensiune reziduală u% | Durata t ms |  |  |  |  | Total
| 10 < t ≤ 200 | 200 < t ≤ 500 | 500 < t ≤ 1000 | 1000 < t ≤ 5000 | 5000 < t ≤ 60000
80 ≤ u < 90 | 0 | 0 | 0 | 0 | 0 | 0
70 ≤ u < 80 | 0 | 0 | 0 | 0 | 0 | 0
40 ≤ u < 70 | 0 | 0 | 0 | 0 | 0 | 0
5 ≤ u < 40 | 0 | 0 | 0 | 0 | 0 | 0
u < 5 | 0 | 0 | 0 | 0 | 0 | 0
Total | 0 | 0 | 0 | 0 | 0 | 0
GURC01(PT GURA CRAIESTI)¦ meter SN:1009141000000683
Tensiune reziduală u% | Durata t ms |  |  |  |  | Total
| 10 < t ≤ 200 | 200 < t ≤ 500 | 500 < t ≤ 1000 | 1000 < t ≤ 5000 | 5000 < t ≤ 60000
80 ≤ u < 90 | 0 | 0 | 0 | 0 | 0 | 0
70 ≤ u < 80 | 0 | 0 | 0 | 0 | 0 | 0
40 ≤ u < 70 | 0 | 0 | 0 | 0 | 0 | 0
5 ≤ u < 40 | 0 | 0 | 0 | 0 | 0 | 0
u < 5 | 0 | 0 | 0 | 0 | 0 | 0
Total | 0 | 0 | 0 | 0 | 0 | 0
HAZU01(PT 1 HAZU)¦ meter SN:1009151000001403
Tensiune reziduală u% | Durata t ms |  |  |  |  | Total
| 10 < t ≤ 200 | 200 < t ≤ 500 | 500 < t ≤ 1000 | 1000 < t ≤ 5000 | 5000 < t ≤ 60000
80 ≤ u < 90 | 0 | 0 | 0 | 0 | 0 | 0
70 ≤ u < 80 | 0 | 0 | 0 | 0 | 0 | 0
40 ≤ u < 70 | 0 | 0 | 0 | 0 | 0 | 0
5 ≤ u < 40 | 0 | 0 | 0 | 0 | 0 | 0
u < 5 | 0 | 0 | 0 | 0 | 0 | 0
Total | 0 | 0 | 0 | 0 | 0 | 0
HAZU02(PT 2 HAZU)¦ meter SN:1009151000001433
Tensiune reziduală u% | Durata t ms |  |  |  |  | Total
| 10 < t ≤ 200 | 200 < t ≤ 500 | 500 < t ≤ 1000 | 1000 < t ≤ 5000 | 5000 < t ≤ 60000
80 ≤ u < 90 | 0 | 0 | 0 | 0 | 0 | 0
70 ≤ u < 80 | 0 | 0 | 0 | 0 | 0 | 0
40 ≤ u < 70 | 0 | 0 | 0 | 0 | 0 | 0
5 ≤ u < 40 | 0 | 0 | 0 | 0 | 0 | 0
u < 5 | 0 | 0 | 0 | 0 | 0 | 0
Total | 0 | 0 | 0 | 0 | 0 | 0
HNTA01(PT HANTA)¦ meter SN:1009151000001366
Tensiune reziduală u% | Durata t ms |  |  |  |  | Total
| 10 < t ≤ 200 | 200 < t ≤ 500 | 500 < t ≤ 1000 | 1000 < t ≤ 5000 | 5000 < t ≤ 60000
80 ≤ u < 90 | 0 | 0 | 0 | 0 | 0 | 0
70 ≤ u < 80 | 0 | 0 | 0 | 0 | 0 | 0
40 ≤ u < 70 | 0 | 0 | 0 | 0 | 0 | 0
5 ≤ u < 40 | 0 | 0 | 0 | 0 | 0 | 0
u < 5 | 0 | 0 | 0 | 0 | 0 | 0
Total | 0 | 0 | 0 | 0 | 0 | 0
HUTU01(PT HUTU)¦ meter SN:1009151000001356
Tensiune reziduală u% | Durata t ms |  |  |  |  | Total
| 10 < t ≤ 200 | 200 < t ≤ 500 | 500 < t ≤ 1000 | 1000 < t ≤ 5000 | 5000 < t ≤ 60000
80 ≤ u < 90 | 0 | 0 | 0 | 0 | 0 | 0
70 ≤ u < 80 | 0 | 0 | 0 | 0 | 0 | 0
40 ≤ u < 70 | 0 | 0 | 0 | 0 | 0 | 0
5 ≤ u < 40 | 0 | 0 | 0 | 0 | 0 | 0
u < 5 | 0 | 0 | 0 | 0 | 0 | 0
Total | 0 | 0 | 0 | 0 | 0 | 0
LEHA01(PT LEHANCEA)¦ meter SN:1009151000001406
Tensiune reziduală u% | Durata t ms |  |  |  |  | Total
| 10 < t ≤ 200 | 200 < t ≤ 500 | 500 < t ≤ 1000 | 1000 < t ≤ 5000 | 5000 < t ≤ 60000
80 ≤ u < 90 | 0 | 0 | 0 | 0 | 0 | 0
70 ≤ u < 80 | 0 | 0 | 0 | 0 | 0 | 0
40 ≤ u < 70 | 0 | 0 | 0 | 0 | 0 | 0
5 ≤ u < 40 | 0 | 0 | 0 | 0 | 0 | 0
u < 5 | 0 | 0 | 0 | 0 | 0 | 0
Total | 0 | 0 | 0 | 0 | 0 | 0
LICH02(PT 2 LICHITISENI IAS)¦ meter SN:1009141000000518
Tensiune reziduală u% | Durata t ms |  |  |  |  | Total
| 10 < t ≤ 200 | 200 < t ≤ 500 | 500 < t ≤ 1000 | 1000 < t ≤ 5000 | 5000 < t ≤ 60000
80 ≤ u < 90 | 0 | 0 | 0 | 0 | 0 | 0
70 ≤ u < 80 | 0 | 0 | 0 | 0 | 0 | 0
40 ≤ u < 70 | 0 | 0 | 0 | 0 | 0 | 0
5 ≤ u < 40 | 0 | 0 | 0 | 0 | 0 | 0
u < 5 | 0 | 0 | 0 | 0 | 0 | 0
Total | 0 | 0 | 0 | 0 | 0 | 0
MDLN01(PT 1 MEDELENI)¦ meter SN:1009151000002164
Tensiune reziduală u% | Durata t ms |  |  |  |  | Total
| 10 < t ≤ 200 | 200 < t ≤ 500 | 500 < t ≤ 1000 | 1000 < t ≤ 5000 | 5000 < t ≤ 60000
80 ≤ u < 90 | 0 | 0 | 0 | 0 | 0 | 0
70 ≤ u < 80 | 0 | 0 | 0 | 0 | 0 | 0
40 ≤ u < 70 | 0 | 0 | 0 | 0 | 0 | 0
5 ≤ u < 40 | 0 | 0 | 0 | 0 | 0 | 0
u < 5 | 0 | 0 | 0 | 0 | 0 | 0
Total | 0 | 0 | 0 | 0 | 0 | 0
MOTO02(PT 2 MOTOSENI)¦ meter SN:1009141000000246
Tensiune reziduală u% | Durata t ms |  |  |  |  | Total
| 10 < t ≤ 200 | 200 < t ≤ 500 | 500 < t ≤ 1000 | 1000 < t ≤ 5000 | 5000 < t ≤ 60000
80 ≤ u < 90 | 0 | 0 | 0 | 0 | 0 | 0
70 ≤ u < 80 | 0 | 0 | 0 | 0 | 0 | 0
40 ≤ u < 70 | 0 | 0 | 0 | 0 | 0 | 0
5 ≤ u < 40 | 0 | 0 | 0 | 0 | 0 | 0
u < 5 | 0 | 0 | 0 | 0 | 0 | 0
Total | 0 | 0 | 0 | 0 | 0 | 0
MOTO04(PT 4 MOTOSENI ( SMA))¦ meter SN:1009141000000996
Tensiune reziduală u% | Durata t ms |  |  |  |  | Total
| 10 < t ≤ 200 | 200 < t ≤ 500 | 500 < t ≤ 1000 | 1000 < t ≤ 5000 | 5000 < t ≤ 60000
80 ≤ u < 90 | 0 | 0 | 0 | 0 | 0 | 0
70 ≤ u < 80 | 0 | 0 | 0 | 0 | 0 | 0
40 ≤ u < 70 | 0 | 0 | 0 | 0 | 0 | 0
5 ≤ u < 40 | 0 | 0 | 0 | 0 | 0 | 0
u < 5 | 0 | 0 | 0 | 0 | 0 | 0
Total | 0 | 0 | 0 | 0 | 0 | 0
MOTO05(PT 5 MOTOSENI (BURLUC))¦ meter SN:1009141000001183
Tensiune reziduală u% | Durata t ms |  |  |  |  | Total
| 10 < t ≤ 200 | 200 < t ≤ 500 | 500 < t ≤ 1000 | 1000 < t ≤ 5000 | 5000 < t ≤ 60000
80 ≤ u < 90 | 0 | 0 | 0 | 0 | 0 | 0
70 ≤ u < 80 | 0 | 0 | 0 | 0 | 0 | 0
40 ≤ u < 70 | 0 | 0 | 0 | 0 | 0 | 0
5 ≤ u < 40 | 0 | 0 | 0 | 0 | 0 | 0
u < 5 | 0 | 0 | 0 | 0 | 0 | 0
Total | 0 | 0 | 0 | 0 | 0 | 0
MOTO07(PT 7 MOTOSENI CRR)¦ meter SN:1009141000001154
Tensiune reziduală u% | Durata t ms |  |  |  |  | Total
| 10 < t ≤ 200 | 200 < t ≤ 500 | 500 < t ≤ 1000 | 1000 < t ≤ 5000 | 5000 < t ≤ 60000
80 ≤ u < 90 | 0 | 0 | 0 | 0 | 0 | 0
70 ≤ u < 80 | 0 | 0 | 0 | 0 | 0 | 0
40 ≤ u < 70 | 0 | 0 | 0 | 0 | 0 | 0
5 ≤ u < 40 | 0 | 0 | 0 | 0 | 0 | 0
u < 5 | 0 | 0 | 0 | 0 | 0 | 0
Total | 0 | 0 | 0 | 0 | 0 | 0
MOTO09(PT 9 MOTOSENI)¦ meter SN:1009141000000608
Tensiune reziduală u% | Durata t ms |  |  |  |  | Total
| 10 < t ≤ 200 | 200 < t ≤ 500 | 500 < t ≤ 1000 | 1000 < t ≤ 5000 | 5000 < t ≤ 60000
80 ≤ u < 90 | 0 | 0 | 0 | 0 | 0 | 0
70 ≤ u < 80 | 0 | 0 | 0 | 0 | 0 | 0
40 ≤ u < 70 | 0 | 0 | 0 | 0 | 0 | 0
5 ≤ u < 40 | 0 | 0 | 0 | 0 | 0 | 0
u < 5 | 0 | 0 | 0 | 0 | 0 | 0
Total | 0 | 0 | 0 | 0 | 0 | 0
MOVL01(PT MOVILITA)¦ meter SN:1009151000001369
Tensiune reziduală u% | Durata t ms |  |  |  |  | Total
| 10 < t ≤ 200 | 200 < t ≤ 500 | 500 < t ≤ 1000 | 1000 < t ≤ 5000 | 5000 < t ≤ 60000
80 ≤ u < 90 | 0 | 0 | 0 | 0 | 0 | 0
70 ≤ u < 80 | 0 | 0 | 0 | 0 | 0 | 0
40 ≤ u < 70 | 0 | 0 | 0 | 0 | 0 | 0
5 ≤ u < 40 | 0 | 0 | 0 | 0 | 0 | 0
u < 5 | 0 | 0 | 0 | 0 | 0 | 0
Total | 0 | 0 | 0 | 0 | 0 | 0
MUNG01(PT 1 MUNCELU)¦ meter SN:1009151000001419
Tensiune reziduală u% | Durata t ms |  |  |  |  | Total
| 10 < t ≤ 200 | 200 < t ≤ 500 | 500 < t ≤ 1000 | 1000 < t ≤ 5000 | 5000 < t ≤ 60000
80 ≤ u < 90 | 0 | 0 | 0 | 0 | 0 | 0
70 ≤ u < 80 | 0 | 0 | 0 | 0 | 0 | 0
40 ≤ u < 70 | 0 | 0 | 0 | 0 | 0 | 0
5 ≤ u < 40 | 0 | 0 | 0 | 0 | 0 | 0
u < 5 | 0 | 0 | 0 | 0 | 0 | 0
Total | 0 | 0 | 0 | 0 | 0 | 0
NEGA01(PT NEGOAIA)¦ meter SN:1009151000001413
Tensiune reziduală u% | Durata t ms |  |  |  |  | Total
| 10 < t ≤ 200 | 200 < t ≤ 500 | 500 < t ≤ 1000 | 1000 < t ≤ 5000 | 5000 < t ≤ 60000
80 ≤ u < 90 | 0 | 0 | 0 | 0 | 0 | 0
70 ≤ u < 80 | 0 | 0 | 0 | 0 | 0 | 0
40 ≤ u < 70 | 0 | 0 | 0 | 0 | 0 | 0
5 ≤ u < 40 | 0 | 0 | 0 | 0 | 0 | 0
u < 5 | 0 | 0 | 0 | 0 | 0 | 0
Total | 0 | 0 | 0 | 0 | 0 | 0
NEGD01(PT 1 NEGULESTI)¦ meter SN:1009151000001346
Tensiune reziduală u% | Durata t ms |  |  |  |  | Total
| 10 < t ≤ 200 | 200 < t ≤ 500 | 500 < t ≤ 1000 | 1000 < t ≤ 5000 | 5000 < t ≤ 60000
80 ≤ u < 90 | 0 | 0 | 0 | 0 | 0 | 0
70 ≤ u < 80 | 0 | 0 | 0 | 0 | 0 | 0
40 ≤ u < 70 | 0 | 0 | 0 | 0 | 0 | 0
5 ≤ u < 40 | 0 | 0 | 0 | 0 | 0 | 0
u < 5 | 0 | 0 | 0 | 0 | 0 | 0
Total | 0 | 0 | 0 | 0 | 0 | 0
NEGD02(PT 2 NEGULESTI)¦ meter SN:1009151000001360
Tensiune reziduală u% | Durata t ms |  |  |  |  | Total
| 10 < t ≤ 200 | 200 < t ≤ 500 | 500 < t ≤ 1000 | 1000 < t ≤ 5000 | 5000 < t ≤ 60000
80 ≤ u < 90 | 0 | 0 | 0 | 0 | 0 | 0
70 ≤ u < 80 | 0 | 0 | 0 | 0 | 0 | 0
40 ≤ u < 70 | 0 | 0 | 0 | 0 | 0 | 0
5 ≤ u < 40 | 0 | 0 | 0 | 0 | 0 | 0
u < 5 | 0 | 0 | 0 | 0 | 0 | 0
Total | 0 | 0 | 0 | 0 | 0 | 0
OPRS01(PT 1 OPRISESTI)¦ meter SN:1009141000000790
Tensiune reziduală u% | Durata t ms |  |  |  |  | Total
| 10 < t ≤ 200 | 200 < t ≤ 500 | 500 < t ≤ 1000 | 1000 < t ≤ 5000 | 5000 < t ≤ 60000
80 ≤ u < 90 | 0 | 0 | 0 | 0 | 0 | 0
70 ≤ u < 80 | 0 | 0 | 0 | 0 | 0 | 0
40 ≤ u < 70 | 0 | 0 | 0 | 0 | 0 | 0
5 ≤ u < 40 | 0 | 0 | 0 | 0 | 0 | 0
u < 5 | 0 | 0 | 0 | 0 | 0 | 0
Total | 0 | 0 | 0 | 0 | 0 | 0
OPRS05(PT SMA OPRISESTI)¦ meter SN:1009151000001536
Tensiune reziduală u% | Durata t ms |  |  |  |  | Total
| 10 < t ≤ 200 | 200 < t ≤ 500 | 500 < t ≤ 1000 | 1000 < t ≤ 5000 | 5000 < t ≤ 60000
80 ≤ u < 90 | 0 | 0 | 0 | 0 | 0 | 0
70 ≤ u < 80 | 0 | 0 | 0 | 0 | 0 | 0
40 ≤ u < 70 | 0 | 0 | 0 | 0 | 0 | 0
5 ≤ u < 40 | 0 | 0 | 0 | 0 | 0 | 0
u < 5 | 0 | 0 | 0 | 0 | 0 | 0
Total | 0 | 0 | 0 | 0 | 0 | 0
PINM03(PT 3 POIANA PRISACA)¦ meter SN:1009151000001391
Tensiune reziduală u% | Durata t ms |  |  |  |  | Total
| 10 < t ≤ 200 | 200 < t ≤ 500 | 500 < t ≤ 1000 | 1000 < t ≤ 5000 | 5000 < t ≤ 60000
80 ≤ u < 90 | 0 | 0 | 0 | 0 | 0 | 0
70 ≤ u < 80 | 0 | 0 | 0 | 0 | 0 | 0
40 ≤ u < 70 | 0 | 0 | 0 | 0 | 0 | 0
5 ≤ u < 40 | 0 | 0 | 0 | 0 | 0 | 0
u < 5 | 0 | 0 | 0 | 0 | 0 | 0
Total | 0 | 0 | 0 | 0 | 0 | 0
PLPP01(PT 1 PLOPU)¦ meter SN:1009151000001327
Tensiune reziduală u% | Durata t ms |  |  |  |  | Total
| 10 < t ≤ 200 | 200 < t ≤ 500 | 500 < t ≤ 1000 | 1000 < t ≤ 5000 | 5000 < t ≤ 60000
80 ≤ u < 90 | 0 | 0 | 0 | 0 | 0 | 0
70 ≤ u < 80 | 0 | 0 | 0 | 0 | 0 | 0
40 ≤ u < 70 | 0 | 0 | 0 | 0 | 0 | 0
5 ≤ u < 40 | 0 | 0 | 0 | 0 | 0 | 0
u < 5 | 0 | 0 | 0 | 0 | 0 | 0
Total | 0 | 0 | 0 | 0 | 0 | 0
PODL02(PT 2 POIANA DEAL)¦ meter SN:1009151000001527
Tensiune reziduală u% | Durata t ms |  |  |  |  | Total
| 10 < t ≤ 200 | 200 < t ≤ 500 | 500 < t ≤ 1000 | 1000 < t ≤ 5000 | 5000 < t ≤ 60000
80 ≤ u < 90 | 0 | 0 | 0 | 0 | 0 | 0
70 ≤ u < 80 | 0 | 0 | 0 | 0 | 0 | 0
40 ≤ u < 70 | 0 | 0 | 0 | 0 | 0 | 0
5 ≤ u < 40 | 0 | 0 | 0 | 0 | 0 | 0
u < 5 | 0 | 0 | 0 | 0 | 0 | 0
Total | 0 | 0 | 0 | 0 | 0 | 0
PODU01(PT 1 PODU TURCULUI)¦ meter SN:1009141000000820
Tensiune reziduală u% | Durata t ms |  |  |  |  | Total
| 10 < t ≤ 200 | 200 < t ≤ 500 | 500 < t ≤ 1000 | 1000 < t ≤ 5000 | 5000 < t ≤ 60000
80 ≤ u < 90 | 0 | 0 | 0 | 0 | 0 | 0
70 ≤ u < 80 | 0 | 0 | 0 | 0 | 0 | 0
40 ≤ u < 70 | 0 | 0 | 0 | 0 | 0 | 0
5 ≤ u < 40 | 0 | 0 | 0 | 0 | 0 | 0
u < 5 | 0 | 0 | 0 | 0 | 0 | 0
Total | 0 | 0 | 0 | 0 | 0 | 0
PODU02(PT 2 PODU TURCULUI)¦ meter SN:1009141000001174
Tensiune reziduală u% | Durata t ms |  |  |  |  | Total
| 10 < t ≤ 200 | 200 < t ≤ 500 | 500 < t ≤ 1000 | 1000 < t ≤ 5000 | 5000 < t ≤ 60000
80 ≤ u < 90 | 0 | 0 | 0 | 0 | 0 | 0
70 ≤ u < 80 | 0 | 0 | 0 | 0 | 0 | 0
40 ≤ u < 70 | 0 | 0 | 0 | 0 | 0 | 0
5 ≤ u < 40 | 0 | 0 | 0 | 0 | 0 | 0
u < 5 | 0 | 0 | 0 | 0 | 0 | 0
Total | 0 | 0 | 0 | 0 | 0 | 0
PODU03(PT 3 PODU TURCULUI)¦ meter SN:1009151000002224
Tensiune reziduală u% | Durata t ms |  |  |  |  | Total
| 10 < t ≤ 200 | 200 < t ≤ 500 | 500 < t ≤ 1000 | 1000 < t ≤ 5000 | 5000 < t ≤ 60000
80 ≤ u < 90 | 0 | 0 | 0 | 0 | 0 | 0
70 ≤ u < 80 | 0 | 0 | 0 | 0 | 0 | 0
40 ≤ u < 70 | 0 | 0 | 0 | 0 | 0 | 0
5 ≤ u < 40 | 0 | 0 | 0 | 0 | 0 | 0
u < 5 | 0 | 0 | 0 | 0 | 0 | 0
Total | 0 | 0 | 0 | 0 | 0 | 0
PODU04(PT 4 PODU TURCULUI)¦ meter SN:1009141000000589
Tensiune reziduală u% | Durata t ms |  |  |  |  | Total
| 10 < t ≤ 200 | 200 < t ≤ 500 | 500 < t ≤ 1000 | 1000 < t ≤ 5000 | 5000 < t ≤ 60000
80 ≤ u < 90 | 0 | 0 | 0 | 0 | 0 | 0
70 ≤ u < 80 | 0 | 0 | 0 | 0 | 0 | 0
40 ≤ u < 70 | 0 | 0 | 0 | 0 | 0 | 0
5 ≤ u < 40 | 0 | 0 | 0 | 0 | 0 | 0
u < 5 | 0 | 0 | 0 | 0 | 0 | 0
Total | 0 | 0 | 0 | 0 | 0 | 0
PODU07(PT 7 PODU TURCULUI ( IAS))¦ meter SN:1009151000002378
Tensiune reziduală u% | Durata t ms |  |  |  |  | Total
| 10 < t ≤ 200 | 200 < t ≤ 500 | 500 < t ≤ 1000 | 1000 < t ≤ 5000 | 5000 < t ≤ 60000
80 ≤ u < 90 | 0 | 0 | 0 | 0 | 0 | 0
70 ≤ u < 80 | 0 | 0 | 0 | 0 | 0 | 0
40 ≤ u < 70 | 0 | 0 | 0 | 0 | 0 | 0
5 ≤ u < 40 | 0 | 0 | 0 | 0 | 0 | 0
u < 5 | 0 | 0 | 0 | 0 | 0 | 0
Total | 0 | 0 | 0 | 0 | 0 | 0
PODU11(PT 11 PODU TURCULUI)¦ meter SN:1009141000001162
Tensiune reziduală u% | Durata t ms |  |  |  |  | Total
| 10 < t ≤ 200 | 200 < t ≤ 500 | 500 < t ≤ 1000 | 1000 < t ≤ 5000 | 5000 < t ≤ 60000
80 ≤ u < 90 | 0 | 0 | 0 | 0 | 0 | 0
70 ≤ u < 80 | 0 | 0 | 0 | 0 | 0 | 0
40 ≤ u < 70 | 0 | 0 | 0 | 0 | 0 | 0
5 ≤ u < 40 | 0 | 0 | 0 | 0 | 0 | 0
u < 5 | 0 | 0 | 0 | 0 | 0 | 0
Total | 0 | 0 | 0 | 0 | 0 | 0
PODU14(PT 14 PODU TURCULUI)¦ meter SN:1009151000001363
Tensiune reziduală u% | Durata t ms |  |  |  |  | Total
| 10 < t ≤ 200 | 200 < t ≤ 500 | 500 < t ≤ 1000 | 1000 < t ≤ 5000 | 5000 < t ≤ 60000
80 ≤ u < 90 | 0 | 0 | 0 | 0 | 0 | 0
70 ≤ u < 80 | 0 | 0 | 0 | 0 | 0 | 0
40 ≤ u < 70 | 0 | 0 | 0 | 0 | 0 | 0
5 ≤ u < 40 | 0 | 0 | 0 | 0 | 0 | 0
u < 5 | 0 | 0 | 0 | 0 | 0 | 0
Total | 0 | 0 | 0 | 0 | 0 | 0
PODU16(PT 16 PODU TURCULUI)¦ meter SN:1009141000001292
Tensiune reziduală u% | Durata t ms |  |  |  |  | Total
| 10 < t ≤ 200 | 200 < t ≤ 500 | 500 < t ≤ 1000 | 1000 < t ≤ 5000 | 5000 < t ≤ 60000
80 ≤ u < 90 | 0 | 0 | 0 | 0 | 0 | 0
70 ≤ u < 80 | 0 | 0 | 0 | 0 | 0 | 0
40 ≤ u < 70 | 0 | 0 | 0 | 0 | 0 | 0
5 ≤ u < 40 | 0 | 0 | 0 | 0 | 0 | 0
u < 5 | 0 | 0 | 0 | 0 | 0 | 0
Total | 0 | 0 | 0 | 0 | 0 | 0
PODU19(PT 19 PODU TURCULUI)¦ meter SN:1009151000001512
Tensiune reziduală u% | Durata t ms |  |  |  |  | Total
| 10 < t ≤ 200 | 200 < t ≤ 500 | 500 < t ≤ 1000 | 1000 < t ≤ 5000 | 5000 < t ≤ 60000
80 ≤ u < 90 | 0 | 0 | 0 | 0 | 0 | 0
70 ≤ u < 80 | 0 | 0 | 0 | 0 | 0 | 0
40 ≤ u < 70 | 0 | 0 | 0 | 0 | 0 | 0
5 ≤ u < 40 | 0 | 0 | 0 | 0 | 0 | 0
u < 5 | 0 | 0 | 0 | 0 | 0 | 0
Total | 0 | 0 | 0 | 0 | 0 | 0
PODU21(PT 21 PODU TURCULUI)¦ meter SN:1009141000000811
Tensiune reziduală u% | Durata t ms |  |  |  |  | Total
| 10 < t ≤ 200 | 200 < t ≤ 500 | 500 < t ≤ 1000 | 1000 < t ≤ 5000 | 5000 < t ≤ 60000
80 ≤ u < 90 | 0 | 0 | 0 | 0 | 0 | 0
70 ≤ u < 80 | 0 | 0 | 0 | 0 | 0 | 0
40 ≤ u < 70 | 0 | 0 | 0 | 0 | 0 | 0
5 ≤ u < 40 | 0 | 0 | 0 | 0 | 0 | 0
u < 5 | 0 | 0 | 0 | 0 | 0 | 0
Total | 0 | 0 | 0 | 0 | 0 | 0
PODU22(PT 22 PODU TURCULUI)¦ meter SN:1009141000000989
Tensiune reziduală u% | Durata t ms |  |  |  |  | Total
| 10 < t ≤ 200 | 200 < t ≤ 500 | 500 < t ≤ 1000 | 1000 < t ≤ 5000 | 5000 < t ≤ 60000
80 ≤ u < 90 | 0 | 0 | 0 | 0 | 0 | 0
70 ≤ u < 80 | 0 | 0 | 0 | 0 | 0 | 0
40 ≤ u < 70 | 0 | 0 | 0 | 0 | 0 | 0
5 ≤ u < 40 | 0 | 0 | 0 | 0 | 0 | 0
u < 5 | 0 | 0 | 0 | 0 | 0 | 0
Total | 0 | 0 | 0 | 0 | 0 | 0
POPS01(PT 1 POPESTI)¦ meter SN:1009141000000460
Tensiune reziduală u% | Durata t ms |  |  |  |  | Total
| 10 < t ≤ 200 | 200 < t ≤ 500 | 500 < t ≤ 1000 | 1000 < t ≤ 5000 | 5000 < t ≤ 60000
80 ≤ u < 90 | 0 | 0 | 0 | 0 | 0 | 0
70 ≤ u < 80 | 0 | 0 | 0 | 0 | 0 | 0
40 ≤ u < 70 | 0 | 0 | 0 | 0 | 0 | 0
5 ≤ u < 40 | 0 | 0 | 0 | 0 | 0 | 0
u < 5 | 0 | 0 | 0 | 0 | 0 | 0
Total | 0 | 0 | 0 | 0 | 0 | 0
POPS02(PT 2 POPESTI)¦ meter SN:1009141000000574
Tensiune reziduală u% | Durata t ms |  |  |  |  | Total
| 10 < t ≤ 200 | 200 < t ≤ 500 | 500 < t ≤ 1000 | 1000 < t ≤ 5000 | 5000 < t ≤ 60000
80 ≤ u < 90 | 0 | 0 | 0 | 0 | 0 | 0
70 ≤ u < 80 | 0 | 0 | 0 | 0 | 0 | 0
40 ≤ u < 70 | 0 | 0 | 0 | 0 | 0 | 0
5 ≤ u < 40 | 0 | 0 | 0 | 0 | 0 | 0
u < 5 | 0 | 0 | 0 | 0 | 0 | 0
Total | 0 | 0 | 0 | 0 | 0 | 0
PRJA01(PT PRAJA)¦ meter SN:1009141000000402
Tensiune reziduală u% | Durata t ms |  |  |  |  | Total
| 10 < t ≤ 200 | 200 < t ≤ 500 | 500 < t ≤ 1000 | 1000 < t ≤ 5000 | 5000 < t ≤ 60000
80 ≤ u < 90 | 0 | 0 | 0 | 0 | 0 | 0
70 ≤ u < 80 | 0 | 0 | 0 | 0 | 0 | 0
40 ≤ u < 70 | 0 | 0 | 0 | 0 | 0 | 0
5 ≤ u < 40 | 0 | 0 | 0 | 0 | 0 | 0
u < 5 | 0 | 0 | 0 | 0 | 0 | 0
Total | 0 | 0 | 0 | 0 | 0 | 0
PSTA01(PT POIANA STAN)¦ meter SN:1009151000001365
Tensiune reziduală u% | Durata t ms |  |  |  |  | Total
| 10 < t ≤ 200 | 200 < t ≤ 500 | 500 < t ≤ 1000 | 1000 < t ≤ 5000 | 5000 < t ≤ 60000
80 ≤ u < 90 | 0 | 0 | 0 | 0 | 0 | 0
70 ≤ u < 80 | 0 | 0 | 0 | 0 | 0 | 0
40 ≤ u < 70 | 0 | 0 | 0 | 0 | 0 | 0
5 ≤ u < 40 | 0 | 0 | 0 | 0 | 0 | 0
u < 5 | 0 | 0 | 0 | 0 | 0 | 0
Total | 0 | 0 | 0 | 0 | 0 | 0
PUTI01(PT PUTINI)¦ meter SN:1009151000001383
Tensiune reziduală u% | Durata t ms |  |  |  |  | Total
| 10 < t ≤ 200 | 200 < t ≤ 500 | 500 < t ≤ 1000 | 1000 < t ≤ 5000 | 5000 < t ≤ 60000
80 ≤ u < 90 | 0 | 0 | 0 | 0 | 0 | 0
70 ≤ u < 80 | 0 | 0 | 0 | 0 | 0 | 0
40 ≤ u < 70 | 0 | 0 | 0 | 0 | 0 | 0
5 ≤ u < 40 | 0 | 0 | 0 | 0 | 0 | 0
u < 5 | 0 | 0 | 0 | 0 | 0 | 0
Total | 0 | 0 | 0 | 0 | 0 | 0
PUTR01(PT 1 PUTREDENI)¦ meter SN:1009141000000457
Tensiune reziduală u% | Durata t ms |  |  |  |  | Total
| 10 < t ≤ 200 | 200 < t ≤ 500 | 500 < t ≤ 1000 | 1000 < t ≤ 5000 | 5000 < t ≤ 60000
80 ≤ u < 90 | 0 | 0 | 0 | 0 | 0 | 0
70 ≤ u < 80 | 0 | 0 | 0 | 0 | 0 | 0
40 ≤ u < 70 | 0 | 0 | 0 | 0 | 0 | 0
5 ≤ u < 40 | 0 | 0 | 0 | 0 | 0 | 0
u < 5 | 0 | 0 | 0 | 0 | 0 | 0
Total | 0 | 0 | 0 | 0 | 0 | 0
PUTR02(PT 2 PUTREDENI)¦ meter SN:1009141000001194
Tensiune reziduală u% | Durata t ms |  |  |  |  | Total
| 10 < t ≤ 200 | 200 < t ≤ 500 | 500 < t ≤ 1000 | 1000 < t ≤ 5000 | 5000 < t ≤ 60000
80 ≤ u < 90 | 0 | 0 | 0 | 0 | 0 | 0
70 ≤ u < 80 | 0 | 0 | 0 | 0 | 0 | 0
40 ≤ u < 70 | 0 | 0 | 0 | 0 | 0 | 0
5 ≤ u < 40 | 0 | 0 | 0 | 0 | 0 | 0
u < 5 | 0 | 0 | 0 | 0 | 0 | 0
Total | 0 | 0 | 0 | 0 | 0 | 0
RACH01(PT 1 RACHITOASA)¦ meter SN:1009141000000122
Tensiune reziduală u% | Durata t ms |  |  |  |  | Total
| 10 < t ≤ 200 | 200 < t ≤ 500 | 500 < t ≤ 1000 | 1000 < t ≤ 5000 | 5000 < t ≤ 60000
80 ≤ u < 90 | 0 | 0 | 0 | 0 | 0 | 0
70 ≤ u < 80 | 0 | 0 | 0 | 0 | 0 | 0
40 ≤ u < 70 | 0 | 0 | 0 | 0 | 0 | 0
5 ≤ u < 40 | 0 | 0 | 0 | 0 | 0 | 0
u < 5 | 0 | 0 | 0 | 0 | 0 | 0
Total | 0 | 0 | 0 | 0 | 0 | 0
RACH02(PT 2 RACHITOASA)¦ meter SN:1009141000000755
Tensiune reziduală u% | Durata t ms |  |  |  |  | Total
| 10 < t ≤ 200 | 200 < t ≤ 500 | 500 < t ≤ 1000 | 1000 < t ≤ 5000 | 5000 < t ≤ 60000
80 ≤ u < 90 | 0 | 0 | 0 | 0 | 0 | 0
70 ≤ u < 80 | 0 | 0 | 0 | 0 | 0 | 0
40 ≤ u < 70 | 0 | 0 | 0 | 0 | 0 | 0
5 ≤ u < 40 | 0 | 0 | 0 | 0 | 0 | 0
u < 5 | 0 | 0 | 0 | 0 | 0 | 0
Total | 0 | 0 | 0 | 0 | 0 | 0
RACH03(PT 3 RACHITOASA)¦ meter SN:1009141000000946
Tensiune reziduală u% | Durata t ms |  |  |  |  | Total
| 10 < t ≤ 200 | 200 < t ≤ 500 | 500 < t ≤ 1000 | 1000 < t ≤ 5000 | 5000 < t ≤ 60000
80 ≤ u < 90 | 0 | 0 | 0 | 0 | 0 | 0
70 ≤ u < 80 | 0 | 0 | 0 | 0 | 0 | 0
40 ≤ u < 70 | 0 | 0 | 0 | 0 | 0 | 0
5 ≤ u < 40 | 0 | 0 | 0 | 0 | 0 | 0
u < 5 | 0 | 0 | 0 | 0 | 0 | 0
Total | 0 | 0 | 0 | 0 | 0 | 0
RACH04(PT 4 RACHITOASA)¦ meter SN:1009151000001575
Tensiune reziduală u% | Durata t ms |  |  |  |  | Total
| 10 < t ≤ 200 | 200 < t ≤ 500 | 500 < t ≤ 1000 | 1000 < t ≤ 5000 | 5000 < t ≤ 60000
80 ≤ u < 90 | 0 | 0 | 0 | 0 | 0 | 0
70 ≤ u < 80 | 0 | 0 | 0 | 0 | 0 | 0
40 ≤ u < 70 | 0 | 0 | 0 | 0 | 0 | 0
5 ≤ u < 40 | 0 | 0 | 0 | 0 | 0 | 0
u < 5 | 0 | 0 | 0 | 0 | 0 | 0
Total | 0 | 0 | 0 | 0 | 0 | 0
RACH05(PT 5 SMA RACHITOASA)¦ meter SN:1009151000001559
Tensiune reziduală u% | Durata t ms |  |  |  |  | Total
| 10 < t ≤ 200 | 200 < t ≤ 500 | 500 < t ≤ 1000 | 1000 < t ≤ 5000 | 5000 < t ≤ 60000
80 ≤ u < 90 | 0 | 0 | 0 | 0 | 0 | 0
70 ≤ u < 80 | 0 | 0 | 0 | 0 | 0 | 0
40 ≤ u < 70 | 0 | 0 | 0 | 0 | 0 | 0
5 ≤ u < 40 | 0 | 0 | 0 | 0 | 0 | 0
u < 5 | 0 | 0 | 0 | 0 | 0 | 0
Total | 0 | 0 | 0 | 0 | 0 | 0
RACH06(PT 6 CAP RACHITOASA)¦ meter SN:1009151000001601
Tensiune reziduală u% | Durata t ms |  |  |  |  | Total
| 10 < t ≤ 200 | 200 < t ≤ 500 | 500 < t ≤ 1000 | 1000 < t ≤ 5000 | 5000 < t ≤ 60000
80 ≤ u < 90 | 0 | 0 | 0 | 0 | 0 | 0
70 ≤ u < 80 | 0 | 0 | 0 | 0 | 0 | 0
40 ≤ u < 70 | 0 | 0 | 0 | 0 | 0 | 0
5 ≤ u < 40 | 0 | 0 | 0 | 0 | 0 | 0
u < 5 | 0 | 0 | 0 | 0 | 0 | 0
Total | 0 | 0 | 0 | 0 | 0 | 0
RAZE01(PT RAZASU GLAVANESTI)¦ meter SN:1009141000001178
Tensiune reziduală u% | Durata t ms |  |  |  |  | Total
| 10 < t ≤ 200 | 200 < t ≤ 500 | 500 < t ≤ 1000 | 1000 < t ≤ 5000 | 5000 < t ≤ 60000
80 ≤ u < 90 | 0 | 0 | 0 | 0 | 0 | 0
70 ≤ u < 80 | 0 | 0 | 0 | 0 | 0 | 0
40 ≤ u < 70 | 0 | 0 | 0 | 0 | 0 | 0
5 ≤ u < 40 | 0 | 0 | 0 | 0 | 0 | 0
u < 5 | 0 | 0 | 0 | 0 | 0 | 0
Total | 0 | 0 | 0 | 0 | 0 | 0
REPR01(PT REPRIVAT)¦ meter SN:1009151000002050
Tensiune reziduală u% | Durata t ms |  |  |  |  | Total
| 10 < t ≤ 200 | 200 < t ≤ 500 | 500 < t ≤ 1000 | 1000 < t ≤ 5000 | 5000 < t ≤ 60000
80 ≤ u < 90 | 0 | 0 | 0 | 0 | 0 | 0
70 ≤ u < 80 | 0 | 0 | 0 | 0 | 0 | 0
40 ≤ u < 70 | 0 | 0 | 0 | 0 | 0 | 0
5 ≤ u < 40 | 0 | 0 | 0 | 0 | 0 | 0
u < 5 | 0 | 0 | 0 | 0 | 0 | 0
Total | 0 | 0 | 0 | 0 | 0 | 0
ROTR01(PT ROTARIA)¦ meter SN:1009151000002489
Tensiune reziduală u% | Durata t ms |  |  |  |  | Total
| 10 < t ≤ 200 | 200 < t ≤ 500 | 500 < t ≤ 1000 | 1000 < t ≤ 5000 | 5000 < t ≤ 60000
80 ≤ u < 90 | 0 | 0 | 0 | 0 | 0 | 0
70 ≤ u < 80 | 0 | 0 | 0 | 0 | 0 | 0
40 ≤ u < 70 | 0 | 0 | 0 | 0 | 0 | 0
5 ≤ u < 40 | 0 | 0 | 0 | 0 | 0 | 0
u < 5 | 0 | 0 | 0 | 0 | 0 | 0
Total | 0 | 0 | 0 | 0 | 0 | 0
SARP01(PT SARBI)¦ meter SN:1009151000001393
Tensiune reziduală u% | Durata t ms |  |  |  |  | Total
| 10 < t ≤ 200 | 200 < t ≤ 500 | 500 < t ≤ 1000 | 1000 < t ≤ 5000 | 5000 < t ≤ 60000
80 ≤ u < 90 | 0 | 0 | 0 | 0 | 0 | 0
70 ≤ u < 80 | 0 | 0 | 0 | 0 | 0 | 0
40 ≤ u < 70 | 0 | 0 | 0 | 0 | 0 | 0
5 ≤ u < 40 | 0 | 0 | 0 | 0 | 0 | 0
u < 5 | 0 | 0 | 0 | 0 | 0 | 0
Total | 0 | 0 | 0 | 0 | 0 | 0
SENR01(PT 1 SENDRESTI)¦ meter SN:1009141000000066
Tensiune reziduală u% | Durata t ms |  |  |  |  | Total
| 10 < t ≤ 200 | 200 < t ≤ 500 | 500 < t ≤ 1000 | 1000 < t ≤ 5000 | 5000 < t ≤ 60000
80 ≤ u < 90 | 0 | 0 | 0 | 0 | 0 | 0
70 ≤ u < 80 | 0 | 0 | 0 | 0 | 0 | 0
40 ≤ u < 70 | 0 | 0 | 0 | 0 | 0 | 0
5 ≤ u < 40 | 0 | 0 | 0 | 0 | 0 | 0
u < 5 | 0 | 0 | 0 | 0 | 0 | 0
Total | 0 | 0 | 0 | 0 | 0 | 0
SENR02(PT 2 SENDRESTI)¦ meter SN:1009141000000180
Tensiune reziduală u% | Durata t ms |  |  |  |  | Total
| 10 < t ≤ 200 | 200 < t ≤ 500 | 500 < t ≤ 1000 | 1000 < t ≤ 5000 | 5000 < t ≤ 60000
80 ≤ u < 90 | 0 | 0 | 0 | 0 | 0 | 0
70 ≤ u < 80 | 0 | 0 | 0 | 0 | 0 | 0
40 ≤ u < 70 | 0 | 0 | 0 | 0 | 0 | 0
5 ≤ u < 40 | 0 | 0 | 0 | 0 | 0 | 0
u < 5 | 0 | 0 | 0 | 0 | 0 | 0
Total | 0 | 0 | 0 | 0 | 0 | 0
SLOS01(PT 1 SLOBOZIA STANISESTI)¦ meter SN:1009151000002752
Tensiune reziduală u% | Durata t ms |  |  |  |  | Total
| 10 < t ≤ 200 | 200 < t ≤ 500 | 500 < t ≤ 1000 | 1000 < t ≤ 5000 | 5000 < t ≤ 60000
80 ≤ u < 90 | 0 | 0 | 0 | 0 | 0 | 0
70 ≤ u < 80 | 0 | 0 | 0 | 0 | 0 | 0
40 ≤ u < 70 | 0 | 0 | 0 | 0 | 0 | 0
5 ≤ u < 40 | 0 | 0 | 0 | 0 | 0 | 0
u < 5 | 0 | 0 | 0 | 0 | 0 | 0
Total | 0 | 0 | 0 | 0 | 0 | 0
SLOS02(PT 2 SLOBOZIA STANISESTI)¦ meter SN:1009151000002765
Tensiune reziduală u% | Durata t ms |  |  |  |  | Total
| 10 < t ≤ 200 | 200 < t ≤ 500 | 500 < t ≤ 1000 | 1000 < t ≤ 5000 | 5000 < t ≤ 60000
80 ≤ u < 90 | 0 | 0 | 0 | 0 | 0 | 0
70 ≤ u < 80 | 0 | 0 | 0 | 0 | 0 | 0
40 ≤ u < 70 | 0 | 0 | 0 | 0 | 0 | 0
5 ≤ u < 40 | 0 | 0 | 0 | 0 | 0 | 0
u < 5 | 0 | 0 | 0 | 0 | 0 | 0
Total | 0 | 0 | 0 | 0 | 0 | 0
SLOS05(PT 5 SLOBOZIA STANISESTI (NOUA))¦ meter SN:1009141000000461
Tensiune reziduală u% | Durata t ms |  |  |  |  | Total
| 10 < t ≤ 200 | 200 < t ≤ 500 | 500 < t ≤ 1000 | 1000 < t ≤ 5000 | 5000 < t ≤ 60000
80 ≤ u < 90 | 0 | 0 | 0 | 0 | 0 | 0
70 ≤ u < 80 | 0 | 0 | 0 | 0 | 0 | 0
40 ≤ u < 70 | 0 | 0 | 0 | 0 | 0 | 0
5 ≤ u < 40 | 0 | 0 | 0 | 0 | 0 | 0
u < 5 | 0 | 0 | 0 | 0 | 0 | 0
Total | 0 | 0 | 0 | 0 | 0 | 0
SLOS06(PT 6 SLOBOZIA V SECULUI)¦ meter SN:1009141000000959
Tensiune reziduală u% | Durata t ms |  |  |  |  | Total
| 10 < t ≤ 200 | 200 < t ≤ 500 | 500 < t ≤ 1000 | 1000 < t ≤ 5000 | 5000 < t ≤ 60000
80 ≤ u < 90 | 0 | 0 | 0 | 0 | 0 | 0
70 ≤ u < 80 | 0 | 0 | 0 | 0 | 0 | 0
40 ≤ u < 70 | 0 | 0 | 0 | 0 | 0 | 0
5 ≤ u < 40 | 0 | 0 | 0 | 0 | 0 | 0
u < 5 | 0 | 0 | 0 | 0 | 0 | 0
Total | 0 | 0 | 0 | 0 | 0 | 0
SLOS09(PT 9 SLOBOZIA)¦ meter SN:1009151000002384
Tensiune reziduală u% | Durata t ms |  |  |  |  | Total
| 10 < t ≤ 200 | 200 < t ≤ 500 | 500 < t ≤ 1000 | 1000 < t ≤ 5000 | 5000 < t ≤ 60000
80 ≤ u < 90 | 0 | 0 | 0 | 0 | 0 | 0
70 ≤ u < 80 | 0 | 0 | 0 | 0 | 0 | 0
40 ≤ u < 70 | 0 | 0 | 0 | 0 | 0 | 0
5 ≤ u < 40 | 0 | 0 | 0 | 0 | 0 | 0
u < 5 | 0 | 0 | 0 | 0 | 0 | 0
Total | 0 | 0 | 0 | 0 | 0 | 0
SLOS10(PT10 SLOBOZIA STANISESTI)¦ meter SN:1009151000002025
Tensiune reziduală u% | Durata t ms |  |  |  |  | Total
| 10 < t ≤ 200 | 200 < t ≤ 500 | 500 < t ≤ 1000 | 1000 < t ≤ 5000 | 5000 < t ≤ 60000
80 ≤ u < 90 | 0 | 0 | 0 | 0 | 0 | 0
70 ≤ u < 80 | 0 | 0 | 0 | 0 | 0 | 0
40 ≤ u < 70 | 0 | 0 | 0 | 0 | 0 | 0
5 ≤ u < 40 | 0 | 0 | 0 | 0 | 0 | 0
u < 5 | 0 | 0 | 0 | 0 | 0 | 0
Total | 0 | 0 | 0 | 0 | 0 | 0
SLVD07(PT 7 SLOBOZIA VALEA DIMEI)¦ meter SN:1009151000002718
Tensiune reziduală u% | Durata t ms |  |  |  |  | Total
| 10 < t ≤ 200 | 200 < t ≤ 500 | 500 < t ≤ 1000 | 1000 < t ≤ 5000 | 5000 < t ≤ 60000
80 ≤ u < 90 | 0 | 0 | 0 | 0 | 0 | 0
70 ≤ u < 80 | 0 | 0 | 0 | 0 | 0 | 0
40 ≤ u < 70 | 0 | 0 | 0 | 0 | 0 | 0
5 ≤ u < 40 | 0 | 0 | 0 | 0 | 0 | 0
u < 5 | 0 | 0 | 0 | 0 | 0 | 0
Total | 0 | 0 | 0 | 0 | 0 | 0
STAB01(PT 1 STANISESTI)¦ meter SN:1009141000000411
Tensiune reziduală u% | Durata t ms |  |  |  |  | Total
| 10 < t ≤ 200 | 200 < t ≤ 500 | 500 < t ≤ 1000 | 1000 < t ≤ 5000 | 5000 < t ≤ 60000
80 ≤ u < 90 | 0 | 0 | 0 | 0 | 0 | 0
70 ≤ u < 80 | 0 | 0 | 0 | 0 | 0 | 0
40 ≤ u < 70 | 0 | 0 | 0 | 0 | 0 | 0
5 ≤ u < 40 | 0 | 0 | 0 | 0 | 0 | 0
u < 5 | 0 | 0 | 0 | 0 | 0 | 0
Total | 0 | 0 | 0 | 0 | 0 | 0
STAB02(PT 2 STANISESTI (SMA))¦ meter SN:1009151000001554
Tensiune reziduală u% | Durata t ms |  |  |  |  | Total
| 10 < t ≤ 200 | 200 < t ≤ 500 | 500 < t ≤ 1000 | 1000 < t ≤ 5000 | 5000 < t ≤ 60000
80 ≤ u < 90 | 0 | 0 | 0 | 0 | 0 | 0
70 ≤ u < 80 | 0 | 0 | 0 | 0 | 0 | 0
40 ≤ u < 70 | 0 | 0 | 0 | 0 | 0 | 0
5 ≤ u < 40 | 0 | 0 | 0 | 0 | 0 | 0
u < 5 | 0 | 0 | 0 | 0 | 0 | 0
Total | 0 | 0 | 0 | 0 | 0 | 0
STAB03(PT 3 STANISESTI)¦ meter SN:1009141000001134
Tensiune reziduală u% | Durata t ms |  |  |  |  | Total
| 10 < t ≤ 200 | 200 < t ≤ 500 | 500 < t ≤ 1000 | 1000 < t ≤ 5000 | 5000 < t ≤ 60000
80 ≤ u < 90 | 0 | 0 | 0 | 0 | 0 | 0
70 ≤ u < 80 | 0 | 0 | 0 | 0 | 0 | 0
40 ≤ u < 70 | 0 | 0 | 0 | 0 | 0 | 0
5 ≤ u < 40 | 0 | 0 | 0 | 0 | 0 | 0
u < 5 | 0 | 0 | 0 | 0 | 0 | 0
Total | 0 | 0 | 0 | 0 | 0 | 0
STAB05(PT 5 STANISESTI)¦ meter SN:1009141000000587
Tensiune reziduală u% | Durata t ms |  |  |  |  | Total
| 10 < t ≤ 200 | 200 < t ≤ 500 | 500 < t ≤ 1000 | 1000 < t ≤ 5000 | 5000 < t ≤ 60000
80 ≤ u < 90 | 0 | 0 | 0 | 0 | 0 | 0
70 ≤ u < 80 | 0 | 0 | 0 | 0 | 0 | 0
40 ≤ u < 70 | 0 | 0 | 0 | 0 | 0 | 0
5 ≤ u < 40 | 0 | 0 | 0 | 0 | 0 | 0
u < 5 | 0 | 0 | 0 | 0 | 0 | 0
Total | 0 | 0 | 0 | 0 | 0 | 0
TAVA01(PT TAVADARASTI)¦ meter SN:1009151000002452
Tensiune reziduală u% | Durata t ms |  |  |  |  | Total
| 10 < t ≤ 200 | 200 < t ≤ 500 | 500 < t ≤ 1000 | 1000 < t ≤ 5000 | 5000 < t ≤ 60000
80 ≤ u < 90 | 0 | 0 | 0 | 0 | 0 | 0
70 ≤ u < 80 | 0 | 0 | 0 | 0 | 0 | 0
40 ≤ u < 70 | 0 | 0 | 0 | 0 | 0 | 0
5 ≤ u < 40 | 0 | 0 | 0 | 0 | 0 | 0
u < 5 | 0 | 0 | 0 | 0 | 0 | 0
Total | 0 | 0 | 0 | 0 | 0 | 0
TEPO01(PT TEPOAIA)¦ meter SN:1009141000000316
Tensiune reziduală u% | Durata t ms |  |  |  |  | Total
| 10 < t ≤ 200 | 200 < t ≤ 500 | 500 < t ≤ 1000 | 1000 < t ≤ 5000 | 5000 < t ≤ 60000
80 ≤ u < 90 | 0 | 0 | 0 | 0 | 0 | 0
70 ≤ u < 80 | 0 | 0 | 0 | 0 | 0 | 0
40 ≤ u < 70 | 0 | 0 | 0 | 0 | 0 | 0
5 ≤ u < 40 | 0 | 0 | 0 | 0 | 0 | 0
u < 5 | 0 | 0 | 0 | 0 | 0 | 0
Total | 0 | 0 | 0 | 0 | 0 | 0
TIGN01(PT TIGANESTI)¦ meter SN:1009151000002252
Tensiune reziduală u% | Durata t ms |  |  |  |  | Total
| 10 < t ≤ 200 | 200 < t ≤ 500 | 500 < t ≤ 1000 | 1000 < t ≤ 5000 | 5000 < t ≤ 60000
80 ≤ u < 90 | 0 | 0 | 0 | 0 | 0 | 0
70 ≤ u < 80 | 0 | 0 | 0 | 0 | 0 | 0
40 ≤ u < 70 | 0 | 0 | 0 | 0 | 0 | 0
5 ≤ u < 40 | 0 | 0 | 0 | 0 | 0 | 0
u < 5 | 0 | 0 | 0 | 0 | 0 | 0
Total | 0 | 0 | 0 | 0 | 0 | 0
TOCH02(PT 2 TOCHILEA)¦ meter SN:1009151000001397
Tensiune reziduală u% | Durata t ms |  |  |  |  | Total
| 10 < t ≤ 200 | 200 < t ≤ 500 | 500 < t ≤ 1000 | 1000 < t ≤ 5000 | 5000 < t ≤ 60000
80 ≤ u < 90 | 0 | 0 | 0 | 0 | 0 | 0
70 ≤ u < 80 | 0 | 0 | 0 | 0 | 0 | 0
40 ≤ u < 70 | 0 | 0 | 0 | 0 | 0 | 0
5 ≤ u < 40 | 0 | 0 | 0 | 0 | 0 | 0
u < 5 | 0 | 0 | 0 | 0 | 0 | 0
Total | 0 | 0 | 0 | 0 | 0 | 0
TOMO01(PT TOMOZIA)¦ meter SN:1009151000002049
Tensiune reziduală u% | Durata t ms |  |  |  |  | Total
| 10 < t ≤ 200 | 200 < t ≤ 500 | 500 < t ≤ 1000 | 1000 < t ≤ 5000 | 5000 < t ≤ 60000
80 ≤ u < 90 | 0 | 0 | 0 | 0 | 0 | 0
70 ≤ u < 80 | 0 | 0 | 0 | 0 | 0 | 0
40 ≤ u < 70 | 0 | 0 | 0 | 0 | 0 | 0
5 ≤ u < 40 | 0 | 0 | 0 | 0 | 0 | 0
u < 5 | 0 | 0 | 0 | 0 | 0 | 0
Total | 0 | 0 | 0 | 0 | 0 | 0
VLLU01(PT VALEA LUPULUI)¦ meter SN:1009151000002393
Tensiune reziduală u% | Durata t ms |  |  |  |  | Total
| 10 < t ≤ 200 | 200 < t ≤ 500 | 500 < t ≤ 1000 | 1000 < t ≤ 5000 | 5000 < t ≤ 60000
80 ≤ u < 90 | 0 | 0 | 0 | 0 | 0 | 0
70 ≤ u < 80 | 0 | 0 | 0 | 0 | 0 | 0
40 ≤ u < 70 | 0 | 0 | 0 | 0 | 0 | 0
5 ≤ u < 40 | 0 | 0 | 0 | 0 | 0 | 0
u < 5 | 0 | 0 | 0 | 0 | 0 | 0
Total | 0 | 0 | 0 | 0 | 0 | 0
VLNS01(PT VALENI STANISESTI)¦ meter SN:1009151000001453
Tensiune reziduală u% | Durata t ms |  |  |  |  | Total
| 10 < t ≤ 200 | 200 < t ≤ 500 | 500 < t ≤ 1000 | 1000 < t ≤ 5000 | 5000 < t ≤ 60000
80 ≤ u < 90 | 0 | 0 | 0 | 0 | 0 | 0
70 ≤ u < 80 | 0 | 0 | 0 | 0 | 0 | 0
40 ≤ u < 70 | 0 | 0 | 0 | 0 | 0 | 0
5 ≤ u < 40 | 0 | 0 | 0 | 0 | 0 | 0
u < 5 | 0 | 0 | 0 | 0 | 0 | 0
Total | 0 | 0 | 0 | 0 | 0 | 0
VLSA01(PT 1 VALEA SALCIEI)¦ meter SN:1009151000002715
Tensiune reziduală u% | Durata t ms |  |  |  |  | Total
| 10 < t ≤ 200 | 200 < t ≤ 500 | 500 < t ≤ 1000 | 1000 < t ≤ 5000 | 5000 < t ≤ 60000
80 ≤ u < 90 | 0 | 0 | 0 | 0 | 0 | 0
70 ≤ u < 80 | 0 | 0 | 0 | 0 | 0 | 0
40 ≤ u < 70 | 0 | 0 | 0 | 0 | 0 | 0
5 ≤ u < 40 | 0 | 0 | 0 | 0 | 0 | 0
u < 5 | 0 | 0 | 0 | 0 | 0 | 0
Total | 0 | 0 | 0 | 0 | 0 | 0
VLSA02(PT 2 VALEA SALCIEI)¦ meter SN:1009151000002387
Tensiune reziduală u% | Durata t ms |  |  |  |  | Total
| 10 < t ≤ 200 | 200 < t ≤ 500 | 500 < t ≤ 1000 | 1000 < t ≤ 5000 | 5000 < t ≤ 60000
80 ≤ u < 90 | 0 | 0 | 0 | 0 | 0 | 0
70 ≤ u < 80 | 0 | 0 | 0 | 0 | 0 | 0
40 ≤ u < 70 | 0 | 0 | 0 | 0 | 0 | 0
5 ≤ u < 40 | 0 | 0 | 0 | 0 | 0 | 0
u < 5 | 0 | 0 | 0 | 0 | 0 | 0
Total | 0 | 0 | 0 | 0 | 0 | 0
VLTN01(PT 1 VULTURENI)¦ meter SN:1009151000002091
Tensiune reziduală u% | Durata t ms |  |  |  |  | Total
| 10 < t ≤ 200 | 200 < t ≤ 500 | 500 < t ≤ 1000 | 1000 < t ≤ 5000 | 5000 < t ≤ 60000
80 ≤ u < 90 | 0 | 0 | 0 | 0 | 0 | 0
70 ≤ u < 80 | 0 | 0 | 0 | 0 | 0 | 0
40 ≤ u < 70 | 0 | 0 | 0 | 0 | 0 | 0
5 ≤ u < 40 | 0 | 0 | 0 | 0 | 0 | 0
u < 5 | 0 | 0 | 0 | 0 | 0 | 0
Total | 0 | 0 | 0 | 0 | 0 | 0
VLTN03(PT 3 VULTURENI)¦ meter SN:1009151000002047
Tensiune reziduală u% | Durata t ms |  |  |  |  | Total
| 10 < t ≤ 200 | 200 < t ≤ 500 | 500 < t ≤ 1000 | 1000 < t ≤ 5000 | 5000 < t ≤ 60000
80 ≤ u < 90 | 0 | 0 | 0 | 0 | 0 | 0
70 ≤ u < 80 | 0 | 0 | 0 | 0 | 0 | 0
40 ≤ u < 70 | 0 | 0 | 0 | 0 | 0 | 0
5 ≤ u < 40 | 0 | 0 | 0 | 0 | 0 | 0
u < 5 | 0 | 0 | 0 | 0 | 0 | 0
Total | 0 | 0 | 0 | 0 | 0 | 0
BACI01(PTA BACIOI)¦ meter SN:1009151000001504
Tensiune reziduală u% | Durata t ms |  |  |  |  | Total
| 10 < t ≤ 200 | 200 < t ≤ 500 | 500 < t ≤ 1000 | 1000 < t ≤ 5000 | 5000 < t ≤ 60000
80 ≤ u < 90 | 0 | 0 | 0 | 0 | 0 | 0
70 ≤ u < 80 | 0 | 0 | 0 | 0 | 0 | 0
40 ≤ u < 70 | 0 | 0 | 0 | 0 | 0 | 0
5 ≤ u < 40 | 0 | 0 | 0 | 0 | 0 | 0
u < 5 | 0 | 0 | 0 | 0 | 0 | 0
Total | 0 | 0 | 0 | 0 | 0 | 0
BERS01(PT 1 BERESTI SASCUT)¦ meter SN:1009141000001227
Tensiune reziduală u% | Durata t ms |  |  |  |  | Total
| 10 < t ≤ 200 | 200 < t ≤ 500 | 500 < t ≤ 1000 | 1000 < t ≤ 5000 | 5000 < t ≤ 60000
80 ≤ u < 90 | 0 | 0 | 0 | 0 | 0 | 0
70 ≤ u < 80 | 0 | 0 | 0 | 0 | 0 | 0
40 ≤ u < 70 | 0 | 0 | 0 | 0 | 0 | 0
5 ≤ u < 40 | 0 | 0 | 0 | 0 | 0 | 0
u < 5 | 0 | 0 | 0 | 0 | 0 | 0
Total | 0 | 0 | 0 | 0 | 0 | 0
BERS02(PT 2 BERESTI SASCUT)¦ meter SN:1009151000001661
Tensiune reziduală u% | Durata t ms |  |  |  |  | Total
| 10 < t ≤ 200 | 200 < t ≤ 500 | 500 < t ≤ 1000 | 1000 < t ≤ 5000 | 5000 < t ≤ 60000
80 ≤ u < 90 | 0 | 0 | 0 | 0 | 0 | 0
70 ≤ u < 80 | 0 | 0 | 0 | 0 | 0 | 0
40 ≤ u < 70 | 0 | 0 | 0 | 0 | 0 | 0
5 ≤ u < 40 | 0 | 0 | 0 | 0 | 0 | 0
u < 5 | 0 | 0 | 0 | 0 | 0 | 0
Total | 0 | 0 | 0 | 0 | 0 | 0
CORB01(PT 1 CORBASCA)¦ meter SN:1009141000000490
Tensiune reziduală u% | Durata t ms |  |  |  |  | Total
| 10 < t ≤ 200 | 200 < t ≤ 500 | 500 < t ≤ 1000 | 1000 < t ≤ 5000 | 5000 < t ≤ 60000
80 ≤ u < 90 | 0 | 0 | 0 | 0 | 0 | 0
70 ≤ u < 80 | 0 | 0 | 0 | 0 | 0 | 0
40 ≤ u < 70 | 0 | 0 | 0 | 0 | 0 | 0
5 ≤ u < 40 | 0 | 0 | 0 | 0 | 0 | 0
u < 5 | 0 | 0 | 0 | 0 | 0 | 0
Total | 0 | 0 | 0 | 0 | 0 | 0
CORB02(PT 2 CORBASCA)¦ meter SN:1009141000000508
Tensiune reziduală u% | Durata t ms |  |  |  |  | Total
| 10 < t ≤ 200 | 200 < t ≤ 500 | 500 < t ≤ 1000 | 1000 < t ≤ 5000 | 5000 < t ≤ 60000
80 ≤ u < 90 | 0 | 0 | 0 | 0 | 0 | 0
70 ≤ u < 80 | 0 | 0 | 0 | 0 | 0 | 0
40 ≤ u < 70 | 0 | 0 | 0 | 0 | 0 | 0
5 ≤ u < 40 | 0 | 0 | 0 | 0 | 0 | 0
u < 5 | 0 | 0 | 0 | 0 | 0 | 0
Total | 0 | 0 | 0 | 0 | 0 | 0
CORB03(PT 3 CORBASCA MOARA)¦ meter SN:1009141000000423
Tensiune reziduală u% | Durata t ms |  |  |  |  | Total
| 10 < t ≤ 200 | 200 < t ≤ 500 | 500 < t ≤ 1000 | 1000 < t ≤ 5000 | 5000 < t ≤ 60000
80 ≤ u < 90 | 0 | 0 | 0 | 0 | 0 | 0
70 ≤ u < 80 | 0 | 0 | 0 | 0 | 0 | 0
40 ≤ u < 70 | 0 | 0 | 0 | 0 | 0 | 0
5 ≤ u < 40 | 0 | 0 | 0 | 0 | 0 | 0
u < 5 | 0 | 0 | 0 | 0 | 0 | 0
Total | 0 | 0 | 0 | 0 | 0 | 0
CORB05(PT 5 CORBASCA)¦ meter SN:1009141000000769
Tensiune reziduală u% | Durata t ms |  |  |  |  | Total
| 10 < t ≤ 200 | 200 < t ≤ 500 | 500 < t ≤ 1000 | 1000 < t ≤ 5000 | 5000 < t ≤ 60000
80 ≤ u < 90 | 0 | 0 | 0 | 0 | 0 | 0
70 ≤ u < 80 | 0 | 0 | 0 | 0 | 0 | 0
40 ≤ u < 70 | 0 | 0 | 0 | 0 | 0 | 0
5 ≤ u < 40 | 0 | 0 | 0 | 0 | 0 | 0
u < 5 | 0 | 0 | 0 | 0 | 0 | 0
Total | 0 | 0 | 0 | 0 | 0 | 0
CORS01(PT CORNII DE SUS)¦ meter SN:1009151000002097
Tensiune reziduală u% | Durata t ms |  |  |  |  | Total
| 10 < t ≤ 200 | 200 < t ≤ 500 | 500 < t ≤ 1000 | 1000 < t ≤ 5000 | 5000 < t ≤ 60000
80 ≤ u < 90 | 0 | 0 | 0 | 0 | 0 | 0
70 ≤ u < 80 | 0 | 0 | 0 | 0 | 0 | 0
40 ≤ u < 70 | 0 | 0 | 0 | 0 | 0 | 0
5 ≤ u < 40 | 0 | 0 | 0 | 0 | 0 | 0
u < 5 | 0 | 0 | 0 | 0 | 0 | 0
Total | 0 | 0 | 0 | 0 | 0 | 0
CORS02(PT 2 CORNII DE SUS)¦ meter SN:1009151000002390
Tensiune reziduală u% | Durata t ms |  |  |  |  | Total
| 10 < t ≤ 200 | 200 < t ≤ 500 | 500 < t ≤ 1000 | 1000 < t ≤ 5000 | 5000 < t ≤ 60000
80 ≤ u < 90 | 0 | 0 | 0 | 0 | 0 | 0
70 ≤ u < 80 | 0 | 0 | 0 | 0 | 0 | 0
40 ≤ u < 70 | 0 | 0 | 0 | 0 | 0 | 0
5 ≤ u < 40 | 0 | 0 | 0 | 0 | 0 | 0
u < 5 | 0 | 0 | 0 | 0 | 0 | 0
Total | 0 | 0 | 0 | 0 | 0 | 0
CRNJ01(PT CORNII DE JOS)¦ meter SN:1009141000000523
Tensiune reziduală u% | Durata t ms |  |  |  |  | Total
| 10 < t ≤ 200 | 200 < t ≤ 500 | 500 < t ≤ 1000 | 1000 < t ≤ 5000 | 5000 < t ≤ 60000
80 ≤ u < 90 | 0 | 0 | 0 | 0 | 0 | 0
70 ≤ u < 80 | 0 | 0 | 0 | 0 | 0 | 0
40 ≤ u < 70 | 0 | 0 | 0 | 0 | 0 | 0
5 ≤ u < 40 | 0 | 0 | 0 | 0 | 0 | 0
u < 5 | 0 | 0 | 0 | 0 | 0 | 0
Total | 0 | 0 | 0 | 0 | 0 | 0
DRGT01(PT 1 DRAGESTI TATARASTI)¦ meter SN:1009151000002071
Tensiune reziduală u% | Durata t ms |  |  |  |  | Total
| 10 < t ≤ 200 | 200 < t ≤ 500 | 500 < t ≤ 1000 | 1000 < t ≤ 5000 | 5000 < t ≤ 60000
80 ≤ u < 90 | 0 | 0 | 0 | 0 | 0 | 0
70 ≤ u < 80 | 0 | 0 | 0 | 0 | 0 | 0
40 ≤ u < 70 | 0 | 0 | 0 | 0 | 0 | 0
5 ≤ u < 40 | 0 | 0 | 0 | 0 | 0 | 0
u < 5 | 0 | 0 | 0 | 0 | 0 | 0
Total | 0 | 0 | 0 | 0 | 0 | 0
FLRS01(PT 1 FLORESTI HURUIESTI)¦ meter SN:1009141000000902
Tensiune reziduală u% | Durata t ms |  |  |  |  | Total
| 10 < t ≤ 200 | 200 < t ≤ 500 | 500 < t ≤ 1000 | 1000 < t ≤ 5000 | 5000 < t ≤ 60000
80 ≤ u < 90 | 0 | 0 | 0 | 0 | 0 | 0
70 ≤ u < 80 | 0 | 0 | 0 | 0 | 0 | 0
40 ≤ u < 70 | 0 | 0 | 0 | 0 | 0 | 0
5 ≤ u < 40 | 0 | 0 | 0 | 0 | 0 | 0
u < 5 | 0 | 0 | 0 | 0 | 0 | 0
Total | 0 | 0 | 0 | 0 | 0 | 0
FNDI01(PT FUNDOAIA)¦ meter SN:1009151000001370
Tensiune reziduală u% | Durata t ms |  |  |  |  | Total
| 10 < t ≤ 200 | 200 < t ≤ 500 | 500 < t ≤ 1000 | 1000 < t ≤ 5000 | 5000 < t ≤ 60000
80 ≤ u < 90 | 0 | 0 | 0 | 0 | 0 | 0
70 ≤ u < 80 | 0 | 0 | 0 | 0 | 0 | 0
40 ≤ u < 70 | 0 | 0 | 0 | 0 | 0 | 0
5 ≤ u < 40 | 0 | 0 | 0 | 0 | 0 | 0
u < 5 | 0 | 0 | 0 | 0 | 0 | 0
Total | 0 | 0 | 0 | 0 | 0 | 0
FOFA01(PT FOFAZA)¦ meter SN:1009151000001400
Tensiune reziduală u% | Durata t ms |  |  |  |  | Total
| 10 < t ≤ 200 | 200 < t ≤ 500 | 500 < t ≤ 1000 | 1000 < t ≤ 5000 | 5000 < t ≤ 60000
80 ≤ u < 90 | 0 | 0 | 0 | 0 | 0 | 0
70 ≤ u < 80 | 0 | 0 | 0 | 0 | 0 | 0
40 ≤ u < 70 | 0 | 0 | 0 | 0 | 0 | 0
5 ≤ u < 40 | 0 | 0 | 0 | 0 | 0 | 0
u < 5 | 0 | 0 | 0 | 0 | 0 | 0
Total | 0 | 0 | 0 | 0 | 0 | 0
GHRD01(PT GHERDANA SAT)¦ meter SN:1009151000002034
Tensiune reziduală u% | Durata t ms |  |  |  |  | Total
| 10 < t ≤ 200 | 200 < t ≤ 500 | 500 < t ≤ 1000 | 1000 < t ≤ 5000 | 5000 < t ≤ 60000
80 ≤ u < 90 | 0 | 0 | 0 | 0 | 0 | 0
70 ≤ u < 80 | 0 | 0 | 0 | 0 | 0 | 0
40 ≤ u < 70 | 0 | 0 | 0 | 0 | 0 | 0
5 ≤ u < 40 | 0 | 0 | 0 | 0 | 0 | 0
u < 5 | 0 | 0 | 0 | 0 | 0 | 0
Total | 0 | 0 | 0 | 0 | 0 | 0
GIRG01(PT GIURGENI)¦ meter SN:1009151000002330
Tensiune reziduală u% | Durata t ms |  |  |  |  | Total
| 10 < t ≤ 200 | 200 < t ≤ 500 | 500 < t ≤ 1000 | 1000 < t ≤ 5000 | 5000 < t ≤ 60000
80 ≤ u < 90 | 0 | 0 | 0 | 0 | 0 | 0
70 ≤ u < 80 | 0 | 0 | 0 | 0 | 0 | 0
40 ≤ u < 70 | 0 | 0 | 0 | 0 | 0 | 0
5 ≤ u < 40 | 0 | 0 | 0 | 0 | 0 | 0
u < 5 | 0 | 0 | 0 | 0 | 0 | 0
Total | 0 | 0 | 0 | 0 | 0 | 0
HURU01(PT 1 HURUIESTI)¦ meter SN:1009151000001703
Tensiune reziduală u% | Durata t ms |  |  |  |  | Total
| 10 < t ≤ 200 | 200 < t ≤ 500 | 500 < t ≤ 1000 | 1000 < t ≤ 5000 | 5000 < t ≤ 60000
80 ≤ u < 90 | 0 | 0 | 0 | 0 | 0 | 0
70 ≤ u < 80 | 0 | 0 | 0 | 0 | 0 | 0
40 ≤ u < 70 | 0 | 0 | 0 | 0 | 0 | 0
5 ≤ u < 40 | 0 | 0 | 0 | 0 | 0 | 0
u < 5 | 0 | 0 | 0 | 0 | 0 | 0
Total | 0 | 0 | 0 | 0 | 0 | 0
HURU03(PT 3 HURUIESTI (CAP))¦ meter SN:1009151000001592
Tensiune reziduală u% | Durata t ms |  |  |  |  | Total
| 10 < t ≤ 200 | 200 < t ≤ 500 | 500 < t ≤ 1000 | 1000 < t ≤ 5000 | 5000 < t ≤ 60000
80 ≤ u < 90 | 0 | 0 | 0 | 0 | 0 | 0
70 ≤ u < 80 | 0 | 0 | 0 | 0 | 0 | 0
40 ≤ u < 70 | 0 | 0 | 0 | 0 | 0 | 0
5 ≤ u < 40 | 0 | 0 | 0 | 0 | 0 | 0
u < 5 | 0 | 0 | 0 | 0 | 0 | 0
Total | 0 | 0 | 0 | 0 | 0 | 0
HURU05(PT 5 FERMA HURUIESTI)¦ meter SN:1009151000002119
Tensiune reziduală u% | Durata t ms |  |  |  |  | Total
| 10 < t ≤ 200 | 200 < t ≤ 500 | 500 < t ≤ 1000 | 1000 < t ≤ 5000 | 5000 < t ≤ 60000
80 ≤ u < 90 | 0 | 0 | 0 | 0 | 0 | 0
70 ≤ u < 80 | 0 | 0 | 0 | 0 | 0 | 0
40 ≤ u < 70 | 0 | 0 | 0 | 0 | 0 | 0
5 ≤ u < 40 | 0 | 0 | 0 | 0 | 0 | 0
u < 5 | 0 | 0 | 0 | 0 | 0 | 0
Total | 0 | 0 | 0 | 0 | 0 | 0
OCHE01(PT OCHENI)¦ meter SN:1009151000001362
Tensiune reziduală u% | Durata t ms |  |  |  |  | Total
| 10 < t ≤ 200 | 200 < t ≤ 500 | 500 < t ≤ 1000 | 1000 < t ≤ 5000 | 5000 < t ≤ 60000
80 ≤ u < 90 | 0 | 0 | 0 | 0 | 0 | 0
70 ≤ u < 80 | 0 | 0 | 0 | 0 | 0 | 0
40 ≤ u < 70 | 0 | 0 | 0 | 0 | 0 | 0
5 ≤ u < 40 | 0 | 0 | 0 | 0 | 0 | 0
u < 5 | 0 | 0 | 0 | 0 | 0 | 0
Total | 0 | 0 | 0 | 0 | 0 | 0
PERC01(PT PERCHIU)¦ meter SN:1009141000000393
Tensiune reziduală u% | Durata t ms |  |  |  |  | Total
| 10 < t ≤ 200 | 200 < t ≤ 500 | 500 < t ≤ 1000 | 1000 < t ≤ 5000 | 5000 < t ≤ 60000
80 ≤ u < 90 | 0 | 0 | 0 | 0 | 0 | 0
70 ≤ u < 80 | 0 | 0 | 0 | 0 | 0 | 0
40 ≤ u < 70 | 0 | 0 | 0 | 0 | 0 | 0
5 ≤ u < 40 | 0 | 0 | 0 | 0 | 0 | 0
u < 5 | 0 | 0 | 0 | 0 | 0 | 0
Total | 0 | 0 | 0 | 0 | 0 | 0
ROGZ01(PT ROGOAZA)¦ meter SN:1009151000001404
Tensiune reziduală u% | Durata t ms |  |  |  |  | Total
| 10 < t ≤ 200 | 200 < t ≤ 500 | 500 < t ≤ 1000 | 1000 < t ≤ 5000 | 5000 < t ≤ 60000
80 ≤ u < 90 | 0 | 0 | 0 | 0 | 0 | 0
70 ≤ u < 80 | 0 | 0 | 0 | 0 | 0 | 0
40 ≤ u < 70 | 0 | 0 | 0 | 0 | 0 | 0
5 ≤ u < 40 | 0 | 0 | 0 | 0 | 0 | 0
u < 5 | 0 | 0 | 0 | 0 | 0 | 0
Total | 0 | 0 | 0 | 0 | 0 | 0
SASC01(PT 1 SASCUT (ELIAS))¦ meter SN:1009151000002679
Tensiune reziduală u% | Durata t ms |  |  |  |  | Total
| 10 < t ≤ 200 | 200 < t ≤ 500 | 500 < t ≤ 1000 | 1000 < t ≤ 5000 | 5000 < t ≤ 60000
80 ≤ u < 90 | 0 | 0 | 0 | 0 | 0 | 0
70 ≤ u < 80 | 0 | 0 | 0 | 0 | 0 | 0
40 ≤ u < 70 | 0 | 0 | 0 | 0 | 0 | 0
5 ≤ u < 40 | 0 | 0 | 0 | 0 | 0 | 0
u < 5 | 0 | 0 | 0 | 0 | 0 | 0
Total | 0 | 0 | 0 | 0 | 0 | 0
SASC14(PT 14 SASCUT TARG)¦ meter SN:1009141000000424
Tensiune reziduală u% | Durata t ms |  |  |  |  | Total
| 10 < t ≤ 200 | 200 < t ≤ 500 | 500 < t ≤ 1000 | 1000 < t ≤ 5000 | 5000 < t ≤ 60000
80 ≤ u < 90 | 0 | 0 | 0 | 0 | 0 | 0
70 ≤ u < 80 | 0 | 0 | 0 | 0 | 0 | 0
40 ≤ u < 70 | 0 | 0 | 0 | 0 | 0 | 0
5 ≤ u < 40 | 0 | 0 | 0 | 0 | 0 | 0
u < 5 | 0 | 0 | 0 | 0 | 0 | 0
Total | 0 | 0 | 0 | 0 | 0 | 0
SASC23(PT 23 SASCUT TARG)¦ meter SN:1009141000000624
Tensiune reziduală u% | Durata t ms |  |  |  |  | Total
| 10 < t ≤ 200 | 200 < t ≤ 500 | 500 < t ≤ 1000 | 1000 < t ≤ 5000 | 5000 < t ≤ 60000
80 ≤ u < 90 | 0 | 0 | 0 | 0 | 0 | 0
70 ≤ u < 80 | 0 | 0 | 0 | 0 | 0 | 0
40 ≤ u < 70 | 0 | 0 | 0 | 0 | 0 | 0
5 ≤ u < 40 | 0 | 0 | 0 | 0 | 0 | 0
u < 5 | 0 | 0 | 0 | 0 | 0 | 0
Total | 0 | 0 | 0 | 0 | 0 | 0
SASC24(PT 24 SASCUT TARG)¦ meter SN:1009141000000733
Tensiune reziduală u% | Durata t ms |  |  |  |  | Total
| 10 < t ≤ 200 | 200 < t ≤ 500 | 500 < t ≤ 1000 | 1000 < t ≤ 5000 | 5000 < t ≤ 60000
80 ≤ u < 90 | 0 | 0 | 0 | 0 | 0 | 0
70 ≤ u < 80 | 0 | 0 | 0 | 0 | 0 | 0
40 ≤ u < 70 | 0 | 0 | 0 | 0 | 0 | 0
5 ≤ u < 40 | 0 | 0 | 0 | 0 | 0 | 0
u < 5 | 0 | 0 | 0 | 0 | 0 | 0
Total | 0 | 0 | 0 | 0 | 0 | 0
SCRR01(PT 1 SCARISOARA CORBASCA)¦ meter SN:1009151000001402
Tensiune reziduală u% | Durata t ms |  |  |  |  | Total
| 10 < t ≤ 200 | 200 < t ≤ 500 | 500 < t ≤ 1000 | 1000 < t ≤ 5000 | 5000 < t ≤ 60000
80 ≤ u < 90 | 0 | 0 | 0 | 0 | 0 | 0
70 ≤ u < 80 | 0 | 0 | 0 | 0 | 0 | 0
40 ≤ u < 70 | 0 | 0 | 0 | 0 | 0 | 0
5 ≤ u < 40 | 0 | 0 | 0 | 0 | 0 | 0
u < 5 | 0 | 0 | 0 | 0 | 0 | 0
Total | 0 | 0 | 0 | 0 | 0 | 0
TATA01(PT 1 TATARASTI)¦ meter SN:1009151000002092
Tensiune reziduală u% | Durata t ms |  |  |  |  | Total
| 10 < t ≤ 200 | 200 < t ≤ 500 | 500 < t ≤ 1000 | 1000 < t ≤ 5000 | 5000 < t ≤ 60000
80 ≤ u < 90 | 0 | 0 | 0 | 0 | 0 | 0
70 ≤ u < 80 | 0 | 0 | 0 | 0 | 0 | 0
40 ≤ u < 70 | 0 | 0 | 0 | 0 | 0 | 0
5 ≤ u < 40 | 0 | 0 | 0 | 0 | 0 | 0
u < 5 | 0 | 0 | 0 | 0 | 0 | 0
Total | 0 | 0 | 0 | 0 | 0 | 0
TATA03(PT 3 TATARASTI(IAS))¦ meter SN:1009151000002051
Tensiune reziduală u% | Durata t ms |  |  |  |  | Total
| 10 < t ≤ 200 | 200 < t ≤ 500 | 500 < t ≤ 1000 | 1000 < t ≤ 5000 | 5000 < t ≤ 60000
80 ≤ u < 90 | 0 | 0 | 0 | 0 | 0 | 0
70 ≤ u < 80 | 0 | 0 | 0 | 0 | 0 | 0
40 ≤ u < 70 | 0 | 0 | 0 | 0 | 0 | 0
5 ≤ u < 40 | 0 | 0 | 0 | 0 | 0 | 0
u < 5 | 0 | 0 | 0 | 0 | 0 | 0
Total | 0 | 0 | 0 | 0 | 0 | 0
UNGT01(PT UNGURENI TATARASTI)¦ meter SN:1009151000002064
Tensiune reziduală u% | Durata t ms |  |  |  |  | Total
| 10 < t ≤ 200 | 200 < t ≤ 500 | 500 < t ≤ 1000 | 1000 < t ≤ 5000 | 5000 < t ≤ 60000
80 ≤ u < 90 | 0 | 0 | 0 | 0 | 0 | 0
70 ≤ u < 80 | 0 | 0 | 0 | 0 | 0 | 0
40 ≤ u < 70 | 0 | 0 | 0 | 0 | 0 | 0
5 ≤ u < 40 | 0 | 0 | 0 | 0 | 0 | 0
u < 5 | 0 | 0 | 0 | 0 | 0 | 0
Total | 0 | 0 | 0 | 0 | 0 | 0
VALC01(PTA VALCELE)¦ meter SN:1009151000001423
Tensiune reziduală u% | Durata t ms |  |  |  |  | Total
| 10 < t ≤ 200 | 200 < t ≤ 500 | 500 < t ≤ 1000 | 1000 < t ≤ 5000 | 5000 < t ≤ 60000
80 ≤ u < 90 | 0 | 0 | 0 | 0 | 0 | 0
70 ≤ u < 80 | 0 | 0 | 0 | 0 | 0 | 0
40 ≤ u < 70 | 0 | 0 | 0 | 0 | 0 | 0
5 ≤ u < 40 | 0 | 0 | 0 | 0 | 0 | 0
u < 5 | 0 | 0 | 0 | 0 | 0 | 0
Total | 0 | 0 | 0 | 0 | 0 | 0

## BC60(COMANESTI)
BOLA01(PTA 1 15 KV BOLATAU)¦ meter SN:1009141000000812
Tensiune reziduală u% | Durata t ms |  |  |  |  | Total
| 10 < t ≤ 200 | 200 < t ≤ 500 | 500 < t ≤ 1000 | 1000 < t ≤ 5000 | 5000 < t ≤ 60000
80 ≤ u < 90 | 0 | 0 | 0 | 0 | 0 | 0
70 ≤ u < 80 | 0 | 0 | 0 | 0 | 0 | 0
40 ≤ u < 70 | 0 | 0 | 0 | 0 | 0 | 0
5 ≤ u < 40 | 0 | 0 | 0 | 0 | 0 | 0
u < 5 | 0 | 0 | 0 | 0 | 0 | 0
Total | 0 | 0 | 0 | 0 | 0 | 0
BOLA03(PTA 3 15KV BOLATAU)¦ meter SN:1009141000001222
Tensiune reziduală u% | Durata t ms |  |  |  |  | Total
| 10 < t ≤ 200 | 200 < t ≤ 500 | 500 < t ≤ 1000 | 1000 < t ≤ 5000 | 5000 < t ≤ 60000
80 ≤ u < 90 | 0 | 0 | 0 | 0 | 0 | 0
70 ≤ u < 80 | 0 | 0 | 0 | 0 | 0 | 0
40 ≤ u < 70 | 0 | 0 | 0 | 0 | 0 | 0
5 ≤ u < 40 | 0 | 0 | 0 | 0 | 0 | 0
u < 5 | 0 | 0 | 0 | 0 | 0 | 0
Total | 0 | 0 | 0 | 0 | 0 | 0
BOLA04(PTA 4 BOLATAU)¦ meter SN:1009141000000549
Tensiune reziduală u% | Durata t ms |  |  |  |  | Total
| 10 < t ≤ 200 | 200 < t ≤ 500 | 500 < t ≤ 1000 | 1000 < t ≤ 5000 | 5000 < t ≤ 60000
80 ≤ u < 90 | 0 | 0 | 0 | 0 | 0 | 0
70 ≤ u < 80 | 0 | 0 | 0 | 0 | 0 | 0
40 ≤ u < 70 | 0 | 0 | 0 | 0 | 0 | 0
5 ≤ u < 40 | 0 | 0 | 0 | 0 | 0 | 0
u < 5 | 0 | 0 | 0 | 0 | 0 | 0
Total | 0 | 0 | 0 | 0 | 0 | 0
AGAS02(PTA 2 AGAS)¦ meter SN:1009141000000783
Tensiune reziduală u% | Durata t ms |  |  |  |  | Total
| 10 < t ≤ 200 | 200 < t ≤ 500 | 500 < t ≤ 1000 | 1000 < t ≤ 5000 | 5000 < t ≤ 60000
80 ≤ u < 90 | 0 | 0 | 0 | 0 | 0 | 0
70 ≤ u < 80 | 0 | 0 | 0 | 0 | 0 | 0
40 ≤ u < 70 | 0 | 0 | 0 | 0 | 0 | 0
5 ≤ u < 40 | 0 | 0 | 0 | 0 | 0 | 0
u < 5 | 0 | 0 | 0 | 0 | 0 | 0
Total | 0 | 0 | 0 | 0 | 0 | 0
BOLO01(PTA 1 BOLOVANIS)¦ meter SN:1009141000001048
Tensiune reziduală u% | Durata t ms |  |  |  |  | Total
| 10 < t ≤ 200 | 200 < t ≤ 500 | 500 < t ≤ 1000 | 1000 < t ≤ 5000 | 5000 < t ≤ 60000
80 ≤ u < 90 | 0 | 0 | 0 | 0 | 0 | 0
70 ≤ u < 80 | 0 | 0 | 0 | 0 | 0 | 0
40 ≤ u < 70 | 0 | 0 | 0 | 0 | 0 | 0
5 ≤ u < 40 | 0 | 0 | 0 | 0 | 0 | 0
u < 5 | 0 | 0 | 0 | 0 | 0 | 0
Total | 0 | 0 | 0 | 0 | 0 | 0
BOLO02(PTA 2 BOLOVANIS)¦ meter SN:1009141000001276
Tensiune reziduală u% | Durata t ms |  |  |  |  | Total
| 10 < t ≤ 200 | 200 < t ≤ 500 | 500 < t ≤ 1000 | 1000 < t ≤ 5000 | 5000 < t ≤ 60000
80 ≤ u < 90 | 0 | 0 | 0 | 0 | 0 | 0
70 ≤ u < 80 | 0 | 0 | 0 | 0 | 0 | 0
40 ≤ u < 70 | 0 | 0 | 0 | 0 | 0 | 0
5 ≤ u < 40 | 0 | 0 | 0 | 0 | 0 | 0
u < 5 | 0 | 0 | 0 | 0 | 0 | 0
Total | 0 | 0 | 0 | 0 | 0 | 0
BRUS01(PTA 1 BRUSTUROASA)¦ meter SN:1009141000000499
Tensiune reziduală u% | Durata t ms |  |  |  |  | Total
| 10 < t ≤ 200 | 200 < t ≤ 500 | 500 < t ≤ 1000 | 1000 < t ≤ 5000 | 5000 < t ≤ 60000
80 ≤ u < 90 | 0 | 0 | 0 | 0 | 0 | 0
70 ≤ u < 80 | 0 | 0 | 0 | 0 | 0 | 0
40 ≤ u < 70 | 0 | 0 | 0 | 0 | 0 | 0
5 ≤ u < 40 | 0 | 0 | 0 | 0 | 0 | 0
u < 5 | 0 | 0 | 0 | 0 | 0 | 0
Total | 0 | 0 | 0 | 0 | 0 | 0
BRUS02(PTA 2 BRUSTUROASA (CT))¦ meter SN:1009141000000891
Tensiune reziduală u% | Durata t ms |  |  |  |  | Total
| 10 < t ≤ 200 | 200 < t ≤ 500 | 500 < t ≤ 1000 | 1000 < t ≤ 5000 | 5000 < t ≤ 60000
80 ≤ u < 90 | 0 | 0 | 0 | 0 | 0 | 0
70 ≤ u < 80 | 0 | 0 | 0 | 0 | 0 | 0
40 ≤ u < 70 | 0 | 0 | 0 | 0 | 0 | 0
5 ≤ u < 40 | 0 | 0 | 0 | 0 | 0 | 0
u < 5 | 0 | 0 | 0 | 0 | 0 | 0
Total | 0 | 0 | 0 | 0 | 0 | 0
BURI01(PTA BURUIENIS)¦ meter SN:1009151000002509
Tensiune reziduală u% | Durata t ms |  |  |  |  | Total
| 10 < t ≤ 200 | 200 < t ≤ 500 | 500 < t ≤ 1000 | 1000 < t ≤ 5000 | 5000 < t ≤ 60000
80 ≤ u < 90 | 0 | 0 | 0 | 0 | 0 | 0
70 ≤ u < 80 | 0 | 0 | 0 | 0 | 0 | 0
40 ≤ u < 70 | 0 | 0 | 0 | 0 | 0 | 0
5 ≤ u < 40 | 0 | 0 | 0 | 0 | 0 | 0
u < 5 | 0 | 0 | 0 | 0 | 0 | 0
Total | 0 | 0 | 0 | 0 | 0 | 0
CADA01(PTA CADARASTI)¦ meter SN:1009141000000863
Tensiune reziduală u% | Durata t ms |  |  |  |  | Total
| 10 < t ≤ 200 | 200 < t ≤ 500 | 500 < t ≤ 1000 | 1000 < t ≤ 5000 | 5000 < t ≤ 60000
80 ≤ u < 90 | 0 | 0 | 0 | 0 | 0 | 0
70 ≤ u < 80 | 0 | 0 | 0 | 0 | 0 | 0
40 ≤ u < 70 | 0 | 0 | 0 | 0 | 0 | 0
5 ≤ u < 40 | 0 | 0 | 0 | 0 | 0 | 0
u < 5 | 0 | 0 | 0 | 0 | 0 | 0
Total | 0 | 0 | 0 | 0 | 0 | 0
CAME01(PTA 1 CAMENCA)¦ meter SN:1009141000000889
Tensiune reziduală u% | Durata t ms |  |  |  |  | Total
| 10 < t ≤ 200 | 200 < t ≤ 500 | 500 < t ≤ 1000 | 1000 < t ≤ 5000 | 5000 < t ≤ 60000
80 ≤ u < 90 | 0 | 0 | 0 | 0 | 0 | 0
70 ≤ u < 80 | 0 | 0 | 0 | 0 | 0 | 0
40 ≤ u < 70 | 0 | 0 | 0 | 0 | 0 | 0
5 ≤ u < 40 | 0 | 0 | 0 | 0 | 0 | 0
u < 5 | 0 | 0 | 0 | 0 | 0 | 0
Total | 0 | 0 | 0 | 0 | 0 | 0
CAME02(PTA 2 CAMENCA)¦ meter SN:1009141000000876
Tensiune reziduală u% | Durata t ms |  |  |  |  | Total
| 10 < t ≤ 200 | 200 < t ≤ 500 | 500 < t ≤ 1000 | 1000 < t ≤ 5000 | 5000 < t ≤ 60000
80 ≤ u < 90 | 0 | 0 | 0 | 0 | 0 | 0
70 ≤ u < 80 | 0 | 0 | 0 | 0 | 0 | 0
40 ≤ u < 70 | 0 | 0 | 0 | 0 | 0 | 0
5 ≤ u < 40 | 0 | 0 | 0 | 0 | 0 | 0
u < 5 | 0 | 0 | 0 | 0 | 0 | 0
Total | 0 | 0 | 0 | 0 | 0 | 0
CIUG01(PTA 1 CIUGHES)¦ meter SN:1009141000000439
Tensiune reziduală u% | Durata t ms |  |  |  |  | Total
| 10 < t ≤ 200 | 200 < t ≤ 500 | 500 < t ≤ 1000 | 1000 < t ≤ 5000 | 5000 < t ≤ 60000
80 ≤ u < 90 | 0 | 0 | 0 | 0 | 0 | 0
70 ≤ u < 80 | 0 | 0 | 0 | 0 | 0 | 0
40 ≤ u < 70 | 0 | 0 | 0 | 0 | 0 | 0
5 ≤ u < 40 | 0 | 0 | 0 | 0 | 0 | 0
u < 5 | 0 | 0 | 0 | 0 | 0 | 0
Total | 0 | 0 | 0 | 0 | 0 | 0
CIUG03(PTA 3 CIUGHES)¦ meter SN:1009141000001284
Tensiune reziduală u% | Durata t ms |  |  |  |  | Total
| 10 < t ≤ 200 | 200 < t ≤ 500 | 500 < t ≤ 1000 | 1000 < t ≤ 5000 | 5000 < t ≤ 60000
80 ≤ u < 90 | 0 | 0 | 0 | 0 | 0 | 0
70 ≤ u < 80 | 0 | 0 | 0 | 0 | 0 | 0
40 ≤ u < 70 | 0 | 0 | 0 | 0 | 0 | 0
5 ≤ u < 40 | 0 | 0 | 0 | 0 | 0 | 0
u < 5 | 0 | 0 | 0 | 0 | 0 | 0
Total | 0 | 0 | 0 | 0 | 0 | 0
CSNE01(PTA 1 COSNEA)¦ meter SN:1009151000001377
Tensiune reziduală u% | Durata t ms |  |  |  |  | Total
| 10 < t ≤ 200 | 200 < t ≤ 500 | 500 < t ≤ 1000 | 1000 < t ≤ 5000 | 5000 < t ≤ 60000
80 ≤ u < 90 | 0 | 0 | 0 | 0 | 0 | 0
70 ≤ u < 80 | 0 | 0 | 0 | 0 | 0 | 0
40 ≤ u < 70 | 0 | 0 | 0 | 0 | 0 | 0
5 ≤ u < 40 | 0 | 0 | 0 | 0 | 0 | 0
u < 5 | 0 | 0 | 0 | 0 | 0 | 0
Total | 0 | 0 | 0 | 0 | 0 | 0
CSNE02(PTA 2 COSNEA)¦ meter SN:1009151000001445
Tensiune reziduală u% | Durata t ms |  |  |  |  | Total
| 10 < t ≤ 200 | 200 < t ≤ 500 | 500 < t ≤ 1000 | 1000 < t ≤ 5000 | 5000 < t ≤ 60000
80 ≤ u < 90 | 0 | 0 | 0 | 0 | 0 | 0
70 ≤ u < 80 | 0 | 0 | 0 | 0 | 0 | 0
40 ≤ u < 70 | 0 | 0 | 0 | 0 | 0 | 0
5 ≤ u < 40 | 0 | 0 | 0 | 0 | 0 | 0
u < 5 | 0 | 0 | 0 | 0 | 0 | 0
Total | 0 | 0 | 0 | 0 | 0 | 0
CTMB01(PTA COTUMBA)¦ meter SN:1009141000000653
Tensiune reziduală u% | Durata t ms |  |  |  |  | Total
| 10 < t ≤ 200 | 200 < t ≤ 500 | 500 < t ≤ 1000 | 1000 < t ≤ 5000 | 5000 < t ≤ 60000
80 ≤ u < 90 | 0 | 0 | 0 | 0 | 0 | 0
70 ≤ u < 80 | 0 | 0 | 0 | 0 | 0 | 0
40 ≤ u < 70 | 0 | 0 | 0 | 0 | 0 | 0
5 ≤ u < 40 | 0 | 0 | 0 | 0 | 0 | 0
u < 5 | 0 | 0 | 0 | 0 | 0 | 0
Total | 0 | 0 | 0 | 0 | 0 | 0
CUCH01(PTA 1 CUCHINIS)¦ meter SN:1009141000001131
Tensiune reziduală u% | Durata t ms |  |  |  |  | Total
| 10 < t ≤ 200 | 200 < t ≤ 500 | 500 < t ≤ 1000 | 1000 < t ≤ 5000 | 5000 < t ≤ 60000
80 ≤ u < 90 | 0 | 0 | 0 | 0 | 0 | 0
70 ≤ u < 80 | 0 | 0 | 0 | 0 | 0 | 0
40 ≤ u < 70 | 0 | 0 | 0 | 0 | 0 | 0
5 ≤ u < 40 | 0 | 0 | 0 | 0 | 0 | 0
u < 5 | 0 | 0 | 0 | 0 | 0 | 0
Total | 0 | 0 | 0 | 0 | 0 | 0
FAGE01(PTA FAGETUL DE SUS)¦ meter SN:1009141000000438
Tensiune reziduală u% | Durata t ms |  |  |  |  | Total
| 10 < t ≤ 200 | 200 < t ≤ 500 | 500 < t ≤ 1000 | 1000 < t ≤ 5000 | 5000 < t ≤ 60000
80 ≤ u < 90 | 0 | 0 | 0 | 0 | 0 | 0
70 ≤ u < 80 | 0 | 0 | 0 | 0 | 0 | 0
40 ≤ u < 70 | 0 | 0 | 0 | 0 | 0 | 0
5 ≤ u < 40 | 0 | 0 | 0 | 0 | 0 | 0
u < 5 | 0 | 0 | 0 | 0 | 0 | 0
Total | 0 | 0 | 0 | 0 | 0 | 0
FGET01(PTA 1 FAGET)¦ meter SN:1009141000001133
Tensiune reziduală u% | Durata t ms |  |  |  |  | Total
| 10 < t ≤ 200 | 200 < t ≤ 500 | 500 < t ≤ 1000 | 1000 < t ≤ 5000 | 5000 < t ≤ 60000
80 ≤ u < 90 | 0 | 0 | 0 | 0 | 0 | 0
70 ≤ u < 80 | 0 | 0 | 0 | 0 | 0 | 0
40 ≤ u < 70 | 0 | 0 | 0 | 0 | 0 | 0
5 ≤ u < 40 | 0 | 0 | 0 | 0 | 0 | 0
u < 5 | 0 | 0 | 0 | 0 | 0 | 0
Total | 0 | 0 | 0 | 0 | 0 | 0
FGET02(PTA 2 FAGET)¦ meter SN:1009151000001573
Tensiune reziduală u% | Durata t ms |  |  |  |  | Total
| 10 < t ≤ 200 | 200 < t ≤ 500 | 500 < t ≤ 1000 | 1000 < t ≤ 5000 | 5000 < t ≤ 60000
80 ≤ u < 90 | 0 | 0 | 0 | 0 | 0 | 0
70 ≤ u < 80 | 0 | 0 | 0 | 0 | 0 | 0
40 ≤ u < 70 | 0 | 0 | 0 | 0 | 0 | 0
5 ≤ u < 40 | 0 | 0 | 0 | 0 | 0 | 0
u < 5 | 0 | 0 | 0 | 0 | 0 | 0
Total | 0 | 0 | 0 | 0 | 0 | 0
FGET03(PTA 3 FAGET)¦ meter SN:1009141000000897
Tensiune reziduală u% | Durata t ms |  |  |  |  | Total
| 10 < t ≤ 200 | 200 < t ≤ 500 | 500 < t ≤ 1000 | 1000 < t ≤ 5000 | 5000 < t ≤ 60000
80 ≤ u < 90 | 0 | 0 | 0 | 0 | 0 | 0
70 ≤ u < 80 | 0 | 0 | 0 | 0 | 0 | 0
40 ≤ u < 70 | 0 | 0 | 0 | 0 | 0 | 0
5 ≤ u < 40 | 0 | 0 | 0 | 0 | 0 | 0
u < 5 | 0 | 0 | 0 | 0 | 0 | 0
Total | 0 | 0 | 0 | 0 | 0 | 0
GHMS01(PTA 1 GHIMES)¦ meter SN:1009141000000964
Tensiune reziduală u% | Durata t ms |  |  |  |  | Total
| 10 < t ≤ 200 | 200 < t ≤ 500 | 500 < t ≤ 1000 | 1000 < t ≤ 5000 | 5000 < t ≤ 60000
80 ≤ u < 90 | 0 | 0 | 0 | 0 | 0 | 0
70 ≤ u < 80 | 0 | 0 | 0 | 0 | 0 | 0
40 ≤ u < 70 | 0 | 0 | 0 | 0 | 0 | 0
5 ≤ u < 40 | 0 | 0 | 0 | 0 | 0 | 0
u < 5 | 0 | 0 | 0 | 0 | 0 | 0
Total | 0 | 0 | 0 | 0 | 0 | 0
GHMS02(PTA 2 GHIMES (GARA))¦ meter SN:1009141000001021
Tensiune reziduală u% | Durata t ms |  |  |  |  | Total
| 10 < t ≤ 200 | 200 < t ≤ 500 | 500 < t ≤ 1000 | 1000 < t ≤ 5000 | 5000 < t ≤ 60000
80 ≤ u < 90 | 0 | 0 | 0 | 0 | 0 | 0
70 ≤ u < 80 | 0 | 0 | 0 | 0 | 0 | 0
40 ≤ u < 70 | 0 | 0 | 0 | 0 | 0 | 0
5 ≤ u < 40 | 0 | 0 | 0 | 0 | 0 | 0
u < 5 | 0 | 0 | 0 | 0 | 0 | 0
Total | 0 | 0 | 0 | 0 | 0 | 0
GHMS03(PTA 3 GHIMES)¦ meter SN:1009141000000732
Tensiune reziduală u% | Durata t ms |  |  |  |  | Total
| 10 < t ≤ 200 | 200 < t ≤ 500 | 500 < t ≤ 1000 | 1000 < t ≤ 5000 | 5000 < t ≤ 60000
80 ≤ u < 90 | 0 | 0 | 0 | 0 | 0 | 0
70 ≤ u < 80 | 0 | 0 | 0 | 0 | 0 | 0
40 ≤ u < 70 | 0 | 0 | 0 | 0 | 0 | 0
5 ≤ u < 40 | 0 | 0 | 0 | 0 | 0 | 0
u < 5 | 0 | 0 | 0 | 0 | 0 | 0
Total | 0 | 0 | 0 | 0 | 0 | 0
GHMS06(PTA 6 GHIMES)¦ meter SN:1009141000000666
Tensiune reziduală u% | Durata t ms |  |  |  |  | Total
| 10 < t ≤ 200 | 200 < t ≤ 500 | 500 < t ≤ 1000 | 1000 < t ≤ 5000 | 5000 < t ≤ 60000
80 ≤ u < 90 | 0 | 0 | 0 | 0 | 0 | 0
70 ≤ u < 80 | 0 | 0 | 0 | 0 | 0 | 0
40 ≤ u < 70 | 0 | 0 | 0 | 0 | 0 | 0
5 ≤ u < 40 | 0 | 0 | 0 | 0 | 0 | 0
u < 5 | 0 | 0 | 0 | 0 | 0 | 0
Total | 0 | 0 | 0 | 0 | 0 | 0
GHMS07(PTA 7 GHIMES)¦ meter SN:1009141000000972
Tensiune reziduală u% | Durata t ms |  |  |  |  | Total
| 10 < t ≤ 200 | 200 < t ≤ 500 | 500 < t ≤ 1000 | 1000 < t ≤ 5000 | 5000 < t ≤ 60000
80 ≤ u < 90 | 0 | 0 | 0 | 0 | 0 | 0
70 ≤ u < 80 | 0 | 0 | 0 | 0 | 0 | 0
40 ≤ u < 70 | 0 | 0 | 0 | 0 | 0 | 0
5 ≤ u < 40 | 0 | 0 | 0 | 0 | 0 | 0
u < 5 | 0 | 0 | 0 | 0 | 0 | 0
Total | 0 | 0 | 0 | 0 | 0 | 0
HANS01(PTA HINGANESTI)¦ meter SN:1009141000000847
Tensiune reziduală u% | Durata t ms |  |  |  |  | Total
| 10 < t ≤ 200 | 200 < t ≤ 500 | 500 < t ≤ 1000 | 1000 < t ≤ 5000 | 5000 < t ≤ 60000
80 ≤ u < 90 | 0 | 0 | 0 | 0 | 0 | 0
70 ≤ u < 80 | 0 | 0 | 0 | 0 | 0 | 0
40 ≤ u < 70 | 0 | 0 | 0 | 0 | 0 | 0
5 ≤ u < 40 | 0 | 0 | 0 | 0 | 0 | 0
u < 5 | 0 | 0 | 0 | 0 | 0 | 0
Total | 0 | 0 | 0 | 0 | 0 | 0
PAJI01(PTA TV PAJISTEA)¦ meter SN:1009141000001168
Tensiune reziduală u% | Durata t ms |  |  |  |  | Total
| 10 < t ≤ 200 | 200 < t ≤ 500 | 500 < t ≤ 1000 | 1000 < t ≤ 5000 | 5000 < t ≤ 60000
80 ≤ u < 90 | 0 | 0 | 0 | 0 | 0 | 0
70 ≤ u < 80 | 0 | 0 | 0 | 0 | 0 | 0
40 ≤ u < 70 | 0 | 0 | 0 | 0 | 0 | 0
5 ≤ u < 40 | 0 | 0 | 0 | 0 | 0 | 0
u < 5 | 0 | 0 | 0 | 0 | 0 | 0
Total | 0 | 0 | 0 | 0 | 0 | 0
PALA01(PTA 1 PALANCA)¦ meter SN:1009141000000908
Tensiune reziduală u% | Durata t ms |  |  |  |  | Total
| 10 < t ≤ 200 | 200 < t ≤ 500 | 500 < t ≤ 1000 | 1000 < t ≤ 5000 | 5000 < t ≤ 60000
80 ≤ u < 90 | 0 | 0 | 0 | 0 | 0 | 0
70 ≤ u < 80 | 0 | 0 | 0 | 0 | 0 | 0
40 ≤ u < 70 | 0 | 0 | 0 | 0 | 0 | 0
5 ≤ u < 40 | 0 | 0 | 0 | 0 | 0 | 0
u < 5 | 0 | 0 | 0 | 0 | 0 | 0
Total | 0 | 0 | 0 | 0 | 0 | 0
POPP01(PTA 1 POPOIU)¦ meter SN:1009141000000905
Tensiune reziduală u% | Durata t ms |  |  |  |  | Total
| 10 < t ≤ 200 | 200 < t ≤ 500 | 500 < t ≤ 1000 | 1000 < t ≤ 5000 | 5000 < t ≤ 60000
80 ≤ u < 90 | 0 | 0 | 0 | 0 | 0 | 0
70 ≤ u < 80 | 0 | 0 | 0 | 0 | 0 | 0
40 ≤ u < 70 | 0 | 0 | 0 | 0 | 0 | 0
5 ≤ u < 40 | 0 | 0 | 0 | 0 | 0 | 0
u < 5 | 0 | 0 | 0 | 0 | 0 | 0
Total | 0 | 0 | 0 | 0 | 0 | 0
POPP02(PTA 2 POPOIU)¦ meter SN:1009141000000949
Tensiune reziduală u% | Durata t ms |  |  |  |  | Total
| 10 < t ≤ 200 | 200 < t ≤ 500 | 500 < t ≤ 1000 | 1000 < t ≤ 5000 | 5000 < t ≤ 60000
80 ≤ u < 90 | 0 | 0 | 0 | 0 | 0 | 0
70 ≤ u < 80 | 0 | 0 | 0 | 0 | 0 | 0
40 ≤ u < 70 | 0 | 0 | 0 | 0 | 0 | 0
5 ≤ u < 40 | 0 | 0 | 0 | 0 | 0 | 0
u < 5 | 0 | 0 | 0 | 0 | 0 | 0
Total | 0 | 0 | 0 | 0 | 0 | 0
RCHS01(PT 1 RACHITIS DE GHIMES)¦ meter SN:1009141000000134
Tensiune reziduală u% | Durata t ms |  |  |  |  | Total
| 10 < t ≤ 200 | 200 < t ≤ 500 | 500 < t ≤ 1000 | 1000 < t ≤ 5000 | 5000 < t ≤ 60000
80 ≤ u < 90 | 0 | 0 | 0 | 0 | 0 | 0
70 ≤ u < 80 | 0 | 0 | 0 | 0 | 0 | 0
40 ≤ u < 70 | 0 | 0 | 0 | 0 | 0 | 0
5 ≤ u < 40 | 0 | 0 | 0 | 0 | 0 | 0
u < 5 | 0 | 0 | 0 | 0 | 0 | 0
Total | 0 | 0 | 0 | 0 | 0 | 0
TARH01(PTA 1 TIRHAUSI)¦ meter SN:1009141000000947
Tensiune reziduală u% | Durata t ms |  |  |  |  | Total
| 10 < t ≤ 200 | 200 < t ≤ 500 | 500 < t ≤ 1000 | 1000 < t ≤ 5000 | 5000 < t ≤ 60000
80 ≤ u < 90 | 0 | 0 | 0 | 0 | 0 | 0
70 ≤ u < 80 | 0 | 0 | 0 | 0 | 0 | 0
40 ≤ u < 70 | 0 | 0 | 0 | 0 | 0 | 0
5 ≤ u < 40 | 0 | 0 | 0 | 0 | 0 | 0
u < 5 | 0 | 0 | 0 | 0 | 0 | 0
Total | 0 | 0 | 0 | 0 | 0 | 0
TARH02(PTA 2 TIRHAUSI)¦ meter SN:1009141000000922
Tensiune reziduală u% | Durata t ms |  |  |  |  | Total
| 10 < t ≤ 200 | 200 < t ≤ 500 | 500 < t ≤ 1000 | 1000 < t ≤ 5000 | 5000 < t ≤ 60000
80 ≤ u < 90 | 0 | 0 | 0 | 0 | 0 | 0
70 ≤ u < 80 | 0 | 0 | 0 | 0 | 0 | 0
40 ≤ u < 70 | 0 | 0 | 0 | 0 | 0 | 0
5 ≤ u < 40 | 0 | 0 | 0 | 0 | 0 | 0
u < 5 | 0 | 0 | 0 | 0 | 0 | 0
Total | 0 | 0 | 0 | 0 | 0 | 0
COM001(PT 1 COMANESTI)¦ meter SN:1009141000000447
Tensiune reziduală u% | Durata t ms |  |  |  |  | Total
| 10 < t ≤ 200 | 200 < t ≤ 500 | 500 < t ≤ 1000 | 1000 < t ≤ 5000 | 5000 < t ≤ 60000
80 ≤ u < 90 | 0 | 0 | 0 | 0 | 0 | 0
70 ≤ u < 80 | 0 | 0 | 0 | 0 | 0 | 0
40 ≤ u < 70 | 0 | 0 | 0 | 0 | 0 | 0
5 ≤ u < 40 | 0 | 0 | 0 | 0 | 0 | 0
u < 5 | 0 | 0 | 0 | 0 | 0 | 0
Total | 0 | 0 | 0 | 0 | 0 | 0
COM002(PT 2 COMANESTI)¦ meter SN:1009141000001149
Tensiune reziduală u% | Durata t ms |  |  |  |  | Total
| 10 < t ≤ 200 | 200 < t ≤ 500 | 500 < t ≤ 1000 | 1000 < t ≤ 5000 | 5000 < t ≤ 60000
80 ≤ u < 90 | 0 | 0 | 0 | 0 | 0 | 0
70 ≤ u < 80 | 0 | 0 | 0 | 0 | 0 | 0
40 ≤ u < 70 | 0 | 0 | 0 | 0 | 0 | 0
5 ≤ u < 40 | 0 | 0 | 0 | 0 | 0 | 0
u < 5 | 0 | 0 | 0 | 0 | 0 | 0
Total | 0 | 0 | 0 | 0 | 0 | 0
COM004(PT 4 COMANESTI)¦ meter SN:1009141000001165
Tensiune reziduală u% | Durata t ms |  |  |  |  | Total
| 10 < t ≤ 200 | 200 < t ≤ 500 | 500 < t ≤ 1000 | 1000 < t ≤ 5000 | 5000 < t ≤ 60000
80 ≤ u < 90 | 0 | 0 | 0 | 0 | 0 | 0
70 ≤ u < 80 | 0 | 0 | 0 | 0 | 0 | 0
40 ≤ u < 70 | 0 | 0 | 0 | 0 | 0 | 0
5 ≤ u < 40 | 0 | 0 | 0 | 0 | 0 | 0
u < 5 | 0 | 0 | 0 | 0 | 0 | 0
Total | 0 | 0 | 0 | 0 | 0 | 0
COM005(PT 5 COMANESTI)¦ meter SN:1009141000001019
Tensiune reziduală u% | Durata t ms |  |  |  |  | Total
| 10 < t ≤ 200 | 200 < t ≤ 500 | 500 < t ≤ 1000 | 1000 < t ≤ 5000 | 5000 < t ≤ 60000
80 ≤ u < 90 | 0 | 0 | 0 | 0 | 0 | 0
70 ≤ u < 80 | 0 | 0 | 0 | 0 | 0 | 0
40 ≤ u < 70 | 0 | 0 | 0 | 0 | 0 | 0
5 ≤ u < 40 | 0 | 0 | 0 | 0 | 0 | 0
u < 5 | 0 | 0 | 0 | 0 | 0 | 0
Total | 0 | 0 | 0 | 0 | 0 | 0
COM006(PT 6 COMANESTI)¦ meter SN:1009141000000939
Tensiune reziduală u% | Durata t ms |  |  |  |  | Total
| 10 < t ≤ 200 | 200 < t ≤ 500 | 500 < t ≤ 1000 | 1000 < t ≤ 5000 | 5000 < t ≤ 60000
80 ≤ u < 90 | 0 | 0 | 0 | 0 | 0 | 0
70 ≤ u < 80 | 0 | 0 | 0 | 0 | 0 | 0
40 ≤ u < 70 | 0 | 0 | 0 | 0 | 0 | 0
5 ≤ u < 40 | 0 | 0 | 0 | 0 | 0 | 0
u < 5 | 0 | 0 | 0 | 0 | 0 | 0
Total | 0 | 0 | 0 | 0 | 0 | 0
COM008(PT 8 COMANESTI)¦ meter SN:1009141000000779
Tensiune reziduală u% | Durata t ms |  |  |  |  | Total
| 10 < t ≤ 200 | 200 < t ≤ 500 | 500 < t ≤ 1000 | 1000 < t ≤ 5000 | 5000 < t ≤ 60000
80 ≤ u < 90 | 0 | 0 | 0 | 0 | 0 | 0
70 ≤ u < 80 | 0 | 0 | 0 | 0 | 0 | 0
40 ≤ u < 70 | 0 | 0 | 0 | 0 | 0 | 0
5 ≤ u < 40 | 0 | 0 | 0 | 0 | 0 | 0
u < 5 | 0 | 0 | 0 | 0 | 0 | 0
Total | 0 | 0 | 0 | 0 | 0 | 0
COM009(PT 9 COMANESTI)¦ meter SN:1009151000002439
Tensiune reziduală u% | Durata t ms |  |  |  |  | Total
| 10 < t ≤ 200 | 200 < t ≤ 500 | 500 < t ≤ 1000 | 1000 < t ≤ 5000 | 5000 < t ≤ 60000
80 ≤ u < 90 | 0 | 0 | 0 | 0 | 0 | 0
70 ≤ u < 80 | 0 | 0 | 0 | 0 | 0 | 0
40 ≤ u < 70 | 0 | 0 | 0 | 0 | 0 | 0
5 ≤ u < 40 | 0 | 0 | 0 | 0 | 0 | 0
u < 5 | 0 | 0 | 0 | 0 | 0 | 0
Total | 0 | 0 | 0 | 0 | 0 | 0
COM013(PT 13 COMANESTI)¦ meter SN:1009141000000737
Tensiune reziduală u% | Durata t ms |  |  |  |  | Total
| 10 < t ≤ 200 | 200 < t ≤ 500 | 500 < t ≤ 1000 | 1000 < t ≤ 5000 | 5000 < t ≤ 60000
80 ≤ u < 90 | 0 | 0 | 0 | 0 | 0 | 0
70 ≤ u < 80 | 0 | 0 | 0 | 0 | 0 | 0
40 ≤ u < 70 | 0 | 0 | 0 | 0 | 0 | 0
5 ≤ u < 40 | 0 | 0 | 0 | 0 | 0 | 0
u < 5 | 0 | 0 | 0 | 0 | 0 | 0
Total | 0 | 0 | 0 | 0 | 0 | 0
COM015(PT 15 COMANESTI)¦ meter SN:1009141000000909
Tensiune reziduală u% | Durata t ms |  |  |  |  | Total
| 10 < t ≤ 200 | 200 < t ≤ 500 | 500 < t ≤ 1000 | 1000 < t ≤ 5000 | 5000 < t ≤ 60000
80 ≤ u < 90 | 0 | 0 | 0 | 0 | 0 | 0
70 ≤ u < 80 | 0 | 0 | 0 | 0 | 0 | 0
40 ≤ u < 70 | 0 | 0 | 0 | 0 | 0 | 0
5 ≤ u < 40 | 0 | 0 | 0 | 0 | 0 | 0
u < 5 | 0 | 0 | 0 | 0 | 0 | 0
Total | 0 | 0 | 0 | 0 | 0 | 0
COM017(PT 17 COMANESTI)¦ meter SN:1009141000000958
Tensiune reziduală u% | Durata t ms |  |  |  |  | Total
| 10 < t ≤ 200 | 200 < t ≤ 500 | 500 < t ≤ 1000 | 1000 < t ≤ 5000 | 5000 < t ≤ 60000
80 ≤ u < 90 | 0 | 0 | 0 | 0 | 0 | 0
70 ≤ u < 80 | 0 | 0 | 0 | 0 | 0 | 0
40 ≤ u < 70 | 0 | 0 | 0 | 0 | 0 | 0
5 ≤ u < 40 | 0 | 0 | 0 | 0 | 0 | 0
u < 5 | 0 | 0 | 0 | 0 | 0 | 0
Total | 0 | 0 | 0 | 0 | 0 | 0
COM019(PT 19 COMANESTI)¦ meter SN:1009141000000744
Tensiune reziduală u% | Durata t ms |  |  |  |  | Total
| 10 < t ≤ 200 | 200 < t ≤ 500 | 500 < t ≤ 1000 | 1000 < t ≤ 5000 | 5000 < t ≤ 60000
80 ≤ u < 90 | 0 | 0 | 0 | 0 | 0 | 0
70 ≤ u < 80 | 0 | 0 | 0 | 0 | 0 | 0
40 ≤ u < 70 | 0 | 0 | 0 | 0 | 0 | 0
5 ≤ u < 40 | 0 | 0 | 0 | 0 | 0 | 0
u < 5 | 0 | 0 | 0 | 0 | 0 | 0
Total | 0 | 0 | 0 | 0 | 0 | 0
COM020(PT 20 COMANESTI)¦ meter SN:1009141000001117
Tensiune reziduală u% | Durata t ms |  |  |  |  | Total
| 10 < t ≤ 200 | 200 < t ≤ 500 | 500 < t ≤ 1000 | 1000 < t ≤ 5000 | 5000 < t ≤ 60000
80 ≤ u < 90 | 0 | 0 | 0 | 0 | 0 | 0
70 ≤ u < 80 | 0 | 0 | 0 | 0 | 0 | 0
40 ≤ u < 70 | 0 | 0 | 0 | 0 | 0 | 0
5 ≤ u < 40 | 0 | 0 | 0 | 0 | 0 | 0
u < 5 | 0 | 0 | 0 | 0 | 0 | 0
Total | 0 | 0 | 0 | 0 | 0 | 0
COM021(PT 21 COMANESTI)¦ meter SN:1009141000001096
Tensiune reziduală u% | Durata t ms |  |  |  |  | Total
| 10 < t ≤ 200 | 200 < t ≤ 500 | 500 < t ≤ 1000 | 1000 < t ≤ 5000 | 5000 < t ≤ 60000
80 ≤ u < 90 | 0 | 0 | 0 | 0 | 0 | 0
70 ≤ u < 80 | 0 | 0 | 0 | 0 | 0 | 0
40 ≤ u < 70 | 0 | 0 | 0 | 0 | 0 | 0
5 ≤ u < 40 | 0 | 0 | 0 | 0 | 0 | 0
u < 5 | 0 | 0 | 0 | 0 | 0 | 0
Total | 0 | 0 | 0 | 0 | 0 | 0
COM022(PT 22 COMANESTI)¦ meter SN:1009151000002483
Tensiune reziduală u% | Durata t ms |  |  |  |  | Total
| 10 < t ≤ 200 | 200 < t ≤ 500 | 500 < t ≤ 1000 | 1000 < t ≤ 5000 | 5000 < t ≤ 60000
80 ≤ u < 90 | 0 | 0 | 0 | 0 | 0 | 0
70 ≤ u < 80 | 0 | 0 | 0 | 0 | 0 | 0
40 ≤ u < 70 | 0 | 0 | 0 | 0 | 0 | 0
5 ≤ u < 40 | 0 | 0 | 0 | 0 | 0 | 0
u < 5 | 0 | 0 | 0 | 0 | 0 | 0
Total | 0 | 0 | 0 | 0 | 0 | 0
COM023(PT 23 COMANESTI)¦ meter SN:1009141000000391
Tensiune reziduală u% | Durata t ms |  |  |  |  | Total
| 10 < t ≤ 200 | 200 < t ≤ 500 | 500 < t ≤ 1000 | 1000 < t ≤ 5000 | 5000 < t ≤ 60000
80 ≤ u < 90 | 0 | 0 | 0 | 0 | 0 | 0
70 ≤ u < 80 | 0 | 0 | 0 | 0 | 0 | 0
40 ≤ u < 70 | 0 | 0 | 0 | 0 | 0 | 0
5 ≤ u < 40 | 0 | 0 | 0 | 0 | 0 | 0
u < 5 | 0 | 0 | 0 | 0 | 0 | 0
Total | 0 | 0 | 0 | 0 | 0 | 0
COM024(PT 24 COMANESTI)¦ meter SN:1009141000000448
Tensiune reziduală u% | Durata t ms |  |  |  |  | Total
| 10 < t ≤ 200 | 200 < t ≤ 500 | 500 < t ≤ 1000 | 1000 < t ≤ 5000 | 5000 < t ≤ 60000
80 ≤ u < 90 | 0 | 0 | 0 | 0 | 0 | 0
70 ≤ u < 80 | 0 | 0 | 0 | 0 | 0 | 0
40 ≤ u < 70 | 0 | 0 | 0 | 0 | 0 | 0
5 ≤ u < 40 | 0 | 0 | 0 | 0 | 0 | 0
u < 5 | 0 | 0 | 0 | 0 | 0 | 0
Total | 0 | 0 | 0 | 0 | 0 | 0
COM026(PT 26 COMANESTI)¦ meter SN:1009141000000895
Tensiune reziduală u% | Durata t ms |  |  |  |  | Total
| 10 < t ≤ 200 | 200 < t ≤ 500 | 500 < t ≤ 1000 | 1000 < t ≤ 5000 | 5000 < t ≤ 60000
80 ≤ u < 90 | 0 | 0 | 0 | 0 | 0 | 0
70 ≤ u < 80 | 0 | 0 | 0 | 0 | 0 | 0
40 ≤ u < 70 | 0 | 0 | 0 | 0 | 0 | 0
5 ≤ u < 40 | 0 | 0 | 0 | 0 | 0 | 0
u < 5 | 0 | 0 | 0 | 0 | 0 | 0
Total | 0 | 0 | 0 | 0 | 0 | 0
COM027(PT 27 COMANESTI)¦ meter SN:1009141000000775
Tensiune reziduală u% | Durata t ms |  |  |  |  | Total
| 10 < t ≤ 200 | 200 < t ≤ 500 | 500 < t ≤ 1000 | 1000 < t ≤ 5000 | 5000 < t ≤ 60000
80 ≤ u < 90 | 0 | 0 | 0 | 0 | 0 | 0
70 ≤ u < 80 | 0 | 0 | 0 | 0 | 0 | 0
40 ≤ u < 70 | 0 | 0 | 0 | 0 | 0 | 0
5 ≤ u < 40 | 0 | 0 | 0 | 0 | 0 | 0
u < 5 | 0 | 0 | 0 | 0 | 0 | 0
Total | 0 | 0 | 0 | 0 | 0 | 0
COM029(PT 29 COMANESTI)¦ meter SN:1009141000000696
Tensiune reziduală u% | Durata t ms |  |  |  |  | Total
| 10 < t ≤ 200 | 200 < t ≤ 500 | 500 < t ≤ 1000 | 1000 < t ≤ 5000 | 5000 < t ≤ 60000
80 ≤ u < 90 | 0 | 0 | 0 | 0 | 0 | 0
70 ≤ u < 80 | 0 | 0 | 0 | 0 | 0 | 0
40 ≤ u < 70 | 0 | 0 | 0 | 0 | 0 | 0
5 ≤ u < 40 | 0 | 0 | 0 | 0 | 0 | 0
u < 5 | 0 | 0 | 0 | 0 | 0 | 0
Total | 0 | 0 | 0 | 0 | 0 | 0
COM033(PT 33 COMANESTI)¦ meter SN:1009141000000911
Tensiune reziduală u% | Durata t ms |  |  |  |  | Total
| 10 < t ≤ 200 | 200 < t ≤ 500 | 500 < t ≤ 1000 | 1000 < t ≤ 5000 | 5000 < t ≤ 60000
80 ≤ u < 90 | 0 | 0 | 0 | 0 | 0 | 0
70 ≤ u < 80 | 0 | 0 | 0 | 0 | 0 | 0
40 ≤ u < 70 | 0 | 0 | 0 | 0 | 0 | 0
5 ≤ u < 40 | 0 | 0 | 0 | 0 | 0 | 0
u < 5 | 0 | 0 | 0 | 0 | 0 | 0
Total | 0 | 0 | 0 | 0 | 0 | 0
COM034(PT 34 COMANESTI)¦ meter SN:1009151000001334
Tensiune reziduală u% | Durata t ms |  |  |  |  | Total
| 10 < t ≤ 200 | 200 < t ≤ 500 | 500 < t ≤ 1000 | 1000 < t ≤ 5000 | 5000 < t ≤ 60000
80 ≤ u < 90 | 0 | 0 | 0 | 0 | 0 | 0
70 ≤ u < 80 | 0 | 0 | 0 | 0 | 0 | 0
40 ≤ u < 70 | 0 | 0 | 0 | 0 | 0 | 0
5 ≤ u < 40 | 0 | 0 | 0 | 0 | 0 | 0
u < 5 | 0 | 0 | 0 | 0 | 0 | 0
Total | 0 | 0 | 0 | 0 | 0 | 0
COM035(PT 35 COMANESTI)¦ meter SN:1009151000002462
Tensiune reziduală u% | Durata t ms |  |  |  |  | Total
| 10 < t ≤ 200 | 200 < t ≤ 500 | 500 < t ≤ 1000 | 1000 < t ≤ 5000 | 5000 < t ≤ 60000
80 ≤ u < 90 | 0 | 0 | 0 | 0 | 0 | 0
70 ≤ u < 80 | 0 | 0 | 0 | 0 | 0 | 0
40 ≤ u < 70 | 0 | 0 | 0 | 0 | 0 | 0
5 ≤ u < 40 | 0 | 0 | 0 | 0 | 0 | 0
u < 5 | 0 | 0 | 0 | 0 | 0 | 0
Total | 0 | 0 | 0 | 0 | 0 | 0
COM036(PT 36 COMANESTI)¦ meter SN:1009141000000923
Tensiune reziduală u% | Durata t ms |  |  |  |  | Total
| 10 < t ≤ 200 | 200 < t ≤ 500 | 500 < t ≤ 1000 | 1000 < t ≤ 5000 | 5000 < t ≤ 60000
80 ≤ u < 90 | 0 | 0 | 0 | 0 | 0 | 0
70 ≤ u < 80 | 0 | 0 | 0 | 0 | 0 | 0
40 ≤ u < 70 | 0 | 0 | 0 | 0 | 0 | 0
5 ≤ u < 40 | 0 | 0 | 0 | 0 | 0 | 0
u < 5 | 0 | 0 | 0 | 0 | 0 | 0
Total | 0 | 0 | 0 | 0 | 0 | 0
COM037(PT 37 COMANESTI)¦ meter SN:1009141000000536
Tensiune reziduală u% | Durata t ms |  |  |  |  | Total
| 10 < t ≤ 200 | 200 < t ≤ 500 | 500 < t ≤ 1000 | 1000 < t ≤ 5000 | 5000 < t ≤ 60000
80 ≤ u < 90 | 0 | 0 | 0 | 0 | 0 | 0
70 ≤ u < 80 | 0 | 0 | 0 | 0 | 0 | 0
40 ≤ u < 70 | 0 | 0 | 0 | 0 | 0 | 0
5 ≤ u < 40 | 0 | 0 | 0 | 0 | 0 | 0
u < 5 | 0 | 0 | 0 | 0 | 0 | 0
Total | 0 | 0 | 0 | 0 | 0 | 0
COM038(PT 38 COMANESTI)¦ meter SN:1009141000000698
Tensiune reziduală u% | Durata t ms |  |  |  |  | Total
| 10 < t ≤ 200 | 200 < t ≤ 500 | 500 < t ≤ 1000 | 1000 < t ≤ 5000 | 5000 < t ≤ 60000
80 ≤ u < 90 | 0 | 0 | 0 | 0 | 0 | 0
70 ≤ u < 80 | 0 | 0 | 0 | 0 | 0 | 0
40 ≤ u < 70 | 0 | 0 | 0 | 0 | 0 | 0
5 ≤ u < 40 | 0 | 0 | 0 | 0 | 0 | 0
u < 5 | 0 | 0 | 0 | 0 | 0 | 0
Total | 0 | 0 | 0 | 0 | 0 | 0
COM040(PT 40 COMANESTI)¦ meter SN:1009141000001205
Tensiune reziduală u% | Durata t ms |  |  |  |  | Total
| 10 < t ≤ 200 | 200 < t ≤ 500 | 500 < t ≤ 1000 | 1000 < t ≤ 5000 | 5000 < t ≤ 60000
80 ≤ u < 90 | 0 | 0 | 0 | 0 | 0 | 0
70 ≤ u < 80 | 0 | 0 | 0 | 0 | 0 | 0
40 ≤ u < 70 | 0 | 0 | 0 | 0 | 0 | 0
5 ≤ u < 40 | 0 | 0 | 0 | 0 | 0 | 0
u < 5 | 0 | 0 | 0 | 0 | 0 | 0
Total | 0 | 0 | 0 | 0 | 0 | 0
COM043(PT 43 COMANESTI)¦ meter SN:1009141000001236
Tensiune reziduală u% | Durata t ms |  |  |  |  | Total
| 10 < t ≤ 200 | 200 < t ≤ 500 | 500 < t ≤ 1000 | 1000 < t ≤ 5000 | 5000 < t ≤ 60000
80 ≤ u < 90 | 0 | 0 | 0 | 0 | 0 | 0
70 ≤ u < 80 | 0 | 0 | 0 | 0 | 0 | 0
40 ≤ u < 70 | 0 | 0 | 0 | 0 | 0 | 0
5 ≤ u < 40 | 0 | 0 | 0 | 0 | 0 | 0
u < 5 | 0 | 0 | 0 | 0 | 0 | 0
Total | 0 | 0 | 0 | 0 | 0 | 0
COM045(PT 45 COMANESTI)¦ meter SN:1009151000001607
Tensiune reziduală u% | Durata t ms |  |  |  |  | Total
| 10 < t ≤ 200 | 200 < t ≤ 500 | 500 < t ≤ 1000 | 1000 < t ≤ 5000 | 5000 < t ≤ 60000
80 ≤ u < 90 | 0 | 0 | 0 | 0 | 0 | 0
70 ≤ u < 80 | 0 | 0 | 0 | 0 | 0 | 0
40 ≤ u < 70 | 0 | 0 | 0 | 0 | 0 | 0
5 ≤ u < 40 | 0 | 0 | 0 | 0 | 0 | 0
u < 5 | 0 | 0 | 0 | 0 | 0 | 0
Total | 0 | 0 | 0 | 0 | 0 | 0
COM046(PT 46 COMANESTI)¦ meter SN:1009141000000918
Tensiune reziduală u% | Durata t ms |  |  |  |  | Total
| 10 < t ≤ 200 | 200 < t ≤ 500 | 500 < t ≤ 1000 | 1000 < t ≤ 5000 | 5000 < t ≤ 60000
80 ≤ u < 90 | 0 | 0 | 0 | 0 | 0 | 0
70 ≤ u < 80 | 0 | 0 | 0 | 0 | 0 | 0
40 ≤ u < 70 | 0 | 0 | 0 | 0 | 0 | 0
5 ≤ u < 40 | 0 | 0 | 0 | 0 | 0 | 0
u < 5 | 0 | 0 | 0 | 0 | 0 | 0
Total | 0 | 0 | 0 | 0 | 0 | 0
COM047(PT 47 COMANESTI)¦ meter SN:1009141000000407
Tensiune reziduală u% | Durata t ms |  |  |  |  | Total
| 10 < t ≤ 200 | 200 < t ≤ 500 | 500 < t ≤ 1000 | 1000 < t ≤ 5000 | 5000 < t ≤ 60000
80 ≤ u < 90 | 0 | 0 | 0 | 0 | 0 | 0
70 ≤ u < 80 | 0 | 0 | 0 | 0 | 0 | 0
40 ≤ u < 70 | 0 | 0 | 0 | 0 | 0 | 0
5 ≤ u < 40 | 0 | 0 | 0 | 0 | 0 | 0
u < 5 | 0 | 0 | 0 | 0 | 0 | 0
Total | 0 | 0 | 0 | 0 | 0 | 0
COM050(PT 50 COMANESTI)¦ meter SN:1009141000001130
Tensiune reziduală u% | Durata t ms |  |  |  |  | Total
| 10 < t ≤ 200 | 200 < t ≤ 500 | 500 < t ≤ 1000 | 1000 < t ≤ 5000 | 5000 < t ≤ 60000
80 ≤ u < 90 | 0 | 0 | 0 | 0 | 0 | 0
70 ≤ u < 80 | 0 | 0 | 0 | 0 | 0 | 0
40 ≤ u < 70 | 0 | 0 | 0 | 0 | 0 | 0
5 ≤ u < 40 | 0 | 0 | 0 | 0 | 0 | 0
u < 5 | 0 | 0 | 0 | 0 | 0 | 0
Total | 0 | 0 | 0 | 0 | 0 | 0
COM054(PT 54 COMANESTI)¦ meter SN:1009141000001224
Tensiune reziduală u% | Durata t ms |  |  |  |  | Total
| 10 < t ≤ 200 | 200 < t ≤ 500 | 500 < t ≤ 1000 | 1000 < t ≤ 5000 | 5000 < t ≤ 60000
80 ≤ u < 90 | 0 | 0 | 0 | 0 | 0 | 0
70 ≤ u < 80 | 0 | 0 | 0 | 0 | 0 | 0
40 ≤ u < 70 | 0 | 0 | 0 | 0 | 0 | 0
5 ≤ u < 40 | 0 | 0 | 0 | 0 | 0 | 0
u < 5 | 0 | 0 | 0 | 0 | 0 | 0
Total | 0 | 0 | 0 | 0 | 0 | 0
DARM01(PT 1 DARMANESTI)¦ meter SN:1009141000001289
Tensiune reziduală u% | Durata t ms |  |  |  |  | Total
| 10 < t ≤ 200 | 200 < t ≤ 500 | 500 < t ≤ 1000 | 1000 < t ≤ 5000 | 5000 < t ≤ 60000
80 ≤ u < 90 | 0 | 0 | 0 | 0 | 0 | 0
70 ≤ u < 80 | 0 | 0 | 0 | 0 | 0 | 0
40 ≤ u < 70 | 0 | 0 | 0 | 0 | 0 | 0
5 ≤ u < 40 | 0 | 0 | 0 | 0 | 0 | 0
u < 5 | 0 | 0 | 0 | 0 | 0 | 0
Total | 0 | 0 | 0 | 0 | 0 | 0
DARM02(PT 2 DARMANESTI)¦ meter SN:1009151000001329
Tensiune reziduală u% | Durata t ms |  |  |  |  | Total
| 10 < t ≤ 200 | 200 < t ≤ 500 | 500 < t ≤ 1000 | 1000 < t ≤ 5000 | 5000 < t ≤ 60000
80 ≤ u < 90 | 0 | 0 | 0 | 0 | 0 | 0
70 ≤ u < 80 | 0 | 0 | 0 | 0 | 0 | 0
40 ≤ u < 70 | 0 | 0 | 0 | 0 | 0 | 0
5 ≤ u < 40 | 0 | 0 | 0 | 0 | 0 | 0
u < 5 | 0 | 0 | 0 | 0 | 0 | 0
Total | 0 | 0 | 0 | 0 | 0 | 0
DARM06(PT 6 DARMANESTI)¦ meter SN:1009141000001119
Tensiune reziduală u% | Durata t ms |  |  |  |  | Total
| 10 < t ≤ 200 | 200 < t ≤ 500 | 500 < t ≤ 1000 | 1000 < t ≤ 5000 | 5000 < t ≤ 60000
80 ≤ u < 90 | 0 | 0 | 0 | 0 | 0 | 0
70 ≤ u < 80 | 0 | 0 | 0 | 0 | 0 | 0
40 ≤ u < 70 | 0 | 0 | 0 | 0 | 0 | 0
5 ≤ u < 40 | 0 | 0 | 0 | 0 | 0 | 0
u < 5 | 0 | 0 | 0 | 0 | 0 | 0
Total | 0 | 0 | 0 | 0 | 0 | 0
DARM10(PT 10 DARMANESTI)¦ meter SN:1009141000000463
Tensiune reziduală u% | Durata t ms |  |  |  |  | Total
| 10 < t ≤ 200 | 200 < t ≤ 500 | 500 < t ≤ 1000 | 1000 < t ≤ 5000 | 5000 < t ≤ 60000
80 ≤ u < 90 | 0 | 0 | 0 | 0 | 0 | 0
70 ≤ u < 80 | 0 | 0 | 0 | 0 | 0 | 0
40 ≤ u < 70 | 0 | 0 | 0 | 0 | 0 | 0
5 ≤ u < 40 | 0 | 0 | 0 | 0 | 0 | 0
u < 5 | 0 | 0 | 0 | 0 | 0 | 0
Total | 0 | 0 | 0 | 0 | 0 | 0
DARM11(PT 11 DARMANESTI)¦ meter SN:1009141000001248
Tensiune reziduală u% | Durata t ms |  |  |  |  | Total
| 10 < t ≤ 200 | 200 < t ≤ 500 | 500 < t ≤ 1000 | 1000 < t ≤ 5000 | 5000 < t ≤ 60000
80 ≤ u < 90 | 0 | 0 | 0 | 0 | 0 | 0
70 ≤ u < 80 | 0 | 0 | 0 | 0 | 0 | 0
40 ≤ u < 70 | 0 | 0 | 0 | 0 | 0 | 0
5 ≤ u < 40 | 0 | 0 | 0 | 0 | 0 | 0
u < 5 | 0 | 0 | 0 | 0 | 0 | 0
Total | 0 | 0 | 0 | 0 | 0 | 0
DARM16(PT 16 DARMANESTI)¦ meter SN:1009141000001213
Tensiune reziduală u% | Durata t ms |  |  |  |  | Total
| 10 < t ≤ 200 | 200 < t ≤ 500 | 500 < t ≤ 1000 | 1000 < t ≤ 5000 | 5000 < t ≤ 60000
80 ≤ u < 90 | 0 | 0 | 0 | 0 | 0 | 0
70 ≤ u < 80 | 0 | 0 | 0 | 0 | 0 | 0
40 ≤ u < 70 | 0 | 0 | 0 | 0 | 0 | 0
5 ≤ u < 40 | 0 | 0 | 0 | 0 | 0 | 0
u < 5 | 0 | 0 | 0 | 0 | 0 | 0
Total | 0 | 0 | 0 | 0 | 0 | 0
DARM18(PT 18 DARMANESTI)¦ meter SN:1009151000001381
Tensiune reziduală u% | Durata t ms |  |  |  |  | Total
| 10 < t ≤ 200 | 200 < t ≤ 500 | 500 < t ≤ 1000 | 1000 < t ≤ 5000 | 5000 < t ≤ 60000
80 ≤ u < 90 | 0 | 0 | 0 | 0 | 0 | 0
70 ≤ u < 80 | 0 | 0 | 0 | 0 | 0 | 0
40 ≤ u < 70 | 0 | 0 | 0 | 0 | 0 | 0
5 ≤ u < 40 | 0 | 0 | 0 | 0 | 0 | 0
u < 5 | 0 | 0 | 0 | 0 | 0 | 0
Total | 0 | 0 | 0 | 0 | 0 | 0
DARM20(PT 20 DARMANESTI)¦ meter SN:1009141000000443
Tensiune reziduală u% | Durata t ms |  |  |  |  | Total
| 10 < t ≤ 200 | 200 < t ≤ 500 | 500 < t ≤ 1000 | 1000 < t ≤ 5000 | 5000 < t ≤ 60000
80 ≤ u < 90 | 0 | 0 | 0 | 0 | 0 | 0
70 ≤ u < 80 | 0 | 0 | 0 | 0 | 0 | 0
40 ≤ u < 70 | 0 | 0 | 0 | 0 | 0 | 0
5 ≤ u < 40 | 0 | 0 | 0 | 0 | 0 | 0
u < 5 | 0 | 0 | 0 | 0 | 0 | 0
Total | 0 | 0 | 0 | 0 | 0 | 0
DARM21(PT 21 DARMANESTI)¦ meter SN:1009141000000529
Tensiune reziduală u% | Durata t ms |  |  |  |  | Total
| 10 < t ≤ 200 | 200 < t ≤ 500 | 500 < t ≤ 1000 | 1000 < t ≤ 5000 | 5000 < t ≤ 60000
80 ≤ u < 90 | 0 | 0 | 0 | 0 | 0 | 0
70 ≤ u < 80 | 0 | 0 | 0 | 0 | 0 | 0
40 ≤ u < 70 | 0 | 0 | 0 | 0 | 0 | 0
5 ≤ u < 40 | 0 | 0 | 0 | 0 | 0 | 0
u < 5 | 0 | 0 | 0 | 0 | 0 | 0
Total | 0 | 0 | 0 | 0 | 0 | 0
DRMA01(PT DARMANEASCA)¦ meter SN:1009141000000456
Tensiune reziduală u% | Durata t ms |  |  |  |  | Total
| 10 < t ≤ 200 | 200 < t ≤ 500 | 500 < t ≤ 1000 | 1000 < t ≤ 5000 | 5000 < t ≤ 60000
80 ≤ u < 90 | 0 | 0 | 0 | 0 | 0 | 0
70 ≤ u < 80 | 0 | 0 | 0 | 0 | 0 | 0
40 ≤ u < 70 | 0 | 0 | 0 | 0 | 0 | 0
5 ≤ u < 40 | 0 | 0 | 0 | 0 | 0 | 0
u < 5 | 0 | 0 | 0 | 0 | 0 | 0
Total | 0 | 0 | 0 | 0 | 0 | 0
LAPO01(PT 1 LAPOS)¦ meter SN:1009141000001182
Tensiune reziduală u% | Durata t ms |  |  |  |  | Total
| 10 < t ≤ 200 | 200 < t ≤ 500 | 500 < t ≤ 1000 | 1000 < t ≤ 5000 | 5000 < t ≤ 60000
80 ≤ u < 90 | 0 | 0 | 0 | 0 | 0 | 0
70 ≤ u < 80 | 0 | 0 | 0 | 0 | 0 | 0
40 ≤ u < 70 | 0 | 0 | 0 | 0 | 0 | 0
5 ≤ u < 40 | 0 | 0 | 0 | 0 | 0 | 0
u < 5 | 0 | 0 | 0 | 0 | 0 | 0
Total | 0 | 0 | 0 | 0 | 0 | 0
LAPO02(PT 2 LAPOS)¦ meter SN:1009141000001215
Tensiune reziduală u% | Durata t ms |  |  |  |  | Total
| 10 < t ≤ 200 | 200 < t ≤ 500 | 500 < t ≤ 1000 | 1000 < t ≤ 5000 | 5000 < t ≤ 60000
80 ≤ u < 90 | 0 | 0 | 0 | 0 | 0 | 0
70 ≤ u < 80 | 0 | 0 | 0 | 0 | 0 | 0
40 ≤ u < 70 | 0 | 0 | 0 | 0 | 0 | 0
5 ≤ u < 40 | 0 | 0 | 0 | 0 | 0 | 0
u < 5 | 0 | 0 | 0 | 0 | 0 | 0
Total | 0 | 0 | 0 | 0 | 0 | 0
MOI026(PT 26 MOINESTI)¦ meter SN:1009141000000710
Tensiune reziduală u% | Durata t ms |  |  |  |  | Total
| 10 < t ≤ 200 | 200 < t ≤ 500 | 500 < t ≤ 1000 | 1000 < t ≤ 5000 | 5000 < t ≤ 60000
80 ≤ u < 90 | 0 | 0 | 0 | 0 | 0 | 0
70 ≤ u < 80 | 0 | 0 | 0 | 0 | 0 | 0
40 ≤ u < 70 | 0 | 0 | 0 | 0 | 0 | 0
5 ≤ u < 40 | 0 | 0 | 0 | 0 | 0 | 0
u < 5 | 0 | 0 | 0 | 0 | 0 | 0
Total | 0 | 0 | 0 | 0 | 0 | 0
MOI044(PT 44 MOINESTI)¦ meter SN:1009141000000388
Tensiune reziduală u% | Durata t ms |  |  |  |  | Total
| 10 < t ≤ 200 | 200 < t ≤ 500 | 500 < t ≤ 1000 | 1000 < t ≤ 5000 | 5000 < t ≤ 60000
80 ≤ u < 90 | 0 | 0 | 0 | 0 | 0 | 0
70 ≤ u < 80 | 0 | 0 | 0 | 0 | 0 | 0
40 ≤ u < 70 | 0 | 0 | 0 | 0 | 0 | 0
5 ≤ u < 40 | 0 | 0 | 0 | 0 | 0 | 0
u < 5 | 0 | 0 | 0 | 0 | 0 | 0
Total | 0 | 0 | 0 | 0 | 0 | 0
PLPD01(PTA 1 PLOPU)¦ meter SN:1009151000001473
Tensiune reziduală u% | Durata t ms |  |  |  |  | Total
| 10 < t ≤ 200 | 200 < t ≤ 500 | 500 < t ≤ 1000 | 1000 < t ≤ 5000 | 5000 < t ≤ 60000
80 ≤ u < 90 | 0 | 0 | 0 | 0 | 0 | 0
70 ≤ u < 80 | 0 | 0 | 0 | 0 | 0 | 0
40 ≤ u < 70 | 0 | 0 | 0 | 0 | 0 | 0
5 ≤ u < 40 | 0 | 0 | 0 | 0 | 0 | 0
u < 5 | 0 | 0 | 0 | 0 | 0 | 0
Total | 0 | 0 | 0 | 0 | 0 | 0
PLPD02(PTA 2 PLOPU)¦ meter SN:1009151000002329
Tensiune reziduală u% | Durata t ms |  |  |  |  | Total
| 10 < t ≤ 200 | 200 < t ≤ 500 | 500 < t ≤ 1000 | 1000 < t ≤ 5000 | 5000 < t ≤ 60000
80 ≤ u < 90 | 0 | 0 | 0 | 0 | 0 | 0
70 ≤ u < 80 | 0 | 0 | 0 | 0 | 0 | 0
40 ≤ u < 70 | 0 | 0 | 0 | 0 | 0 | 0
5 ≤ u < 40 | 0 | 0 | 0 | 0 | 0 | 0
u < 5 | 0 | 0 | 0 | 0 | 0 | 0
Total | 0 | 0 | 0 | 0 | 0 | 0
PLPD03(PTA 3 PLOPU)¦ meter SN:1009141000001230
Tensiune reziduală u% | Durata t ms |  |  |  |  | Total
| 10 < t ≤ 200 | 200 < t ≤ 500 | 500 < t ≤ 1000 | 1000 < t ≤ 5000 | 5000 < t ≤ 60000
80 ≤ u < 90 | 0 | 0 | 0 | 0 | 0 | 0
70 ≤ u < 80 | 0 | 0 | 0 | 0 | 0 | 0
40 ≤ u < 70 | 0 | 0 | 0 | 0 | 0 | 0
5 ≤ u < 40 | 0 | 0 | 0 | 0 | 0 | 0
u < 5 | 0 | 0 | 0 | 0 | 0 | 0
Total | 0 | 0 | 0 | 0 | 0 | 0
PLPD04(PT 4 PLOPU)¦ meter SN:1009141000001272
Tensiune reziduală u% | Durata t ms |  |  |  |  | Total
| 10 < t ≤ 200 | 200 < t ≤ 500 | 500 < t ≤ 1000 | 1000 < t ≤ 5000 | 5000 < t ≤ 60000
80 ≤ u < 90 | 0 | 0 | 0 | 0 | 0 | 0
70 ≤ u < 80 | 0 | 0 | 0 | 0 | 0 | 0
40 ≤ u < 70 | 0 | 0 | 0 | 0 | 0 | 0
5 ≤ u < 40 | 0 | 0 | 0 | 0 | 0 | 0
u < 5 | 0 | 0 | 0 | 0 | 0 | 0
Total | 0 | 0 | 0 | 0 | 0 | 0
DARM03(PT 3 DARMANESTI)¦ meter SN:1009141000001135
Tensiune reziduală u% | Durata t ms |  |  |  |  | Total
| 10 < t ≤ 200 | 200 < t ≤ 500 | 500 < t ≤ 1000 | 1000 < t ≤ 5000 | 5000 < t ≤ 60000
80 ≤ u < 90 | 0 | 0 | 0 | 0 | 0 | 0
70 ≤ u < 80 | 0 | 0 | 0 | 0 | 0 | 0
40 ≤ u < 70 | 0 | 0 | 0 | 0 | 0 | 0
5 ≤ u < 40 | 0 | 0 | 0 | 0 | 0 | 0
u < 5 | 0 | 0 | 0 | 0 | 0 | 0
Total | 0 | 0 | 0 | 0 | 0 | 0
DARM04(PT 4 DARMANESTI (BC))¦ meter SN:1009141000000404
Tensiune reziduală u% | Durata t ms |  |  |  |  | Total
| 10 < t ≤ 200 | 200 < t ≤ 500 | 500 < t ≤ 1000 | 1000 < t ≤ 5000 | 5000 < t ≤ 60000
80 ≤ u < 90 | 0 | 0 | 0 | 0 | 0 | 0
70 ≤ u < 80 | 0 | 0 | 0 | 0 | 0 | 0
40 ≤ u < 70 | 0 | 0 | 0 | 0 | 0 | 0
5 ≤ u < 40 | 0 | 0 | 0 | 0 | 0 | 0
u < 5 | 0 | 0 | 0 | 0 | 0 | 0
Total | 0 | 0 | 0 | 0 | 0 | 0
DARM05(PT 5 DARMANESTI (BC))¦ meter SN:1009141000001167
Tensiune reziduală u% | Durata t ms |  |  |  |  | Total
| 10 < t ≤ 200 | 200 < t ≤ 500 | 500 < t ≤ 1000 | 1000 < t ≤ 5000 | 5000 < t ≤ 60000
80 ≤ u < 90 | 0 | 0 | 0 | 0 | 0 | 0
70 ≤ u < 80 | 0 | 0 | 0 | 0 | 0 | 0
40 ≤ u < 70 | 0 | 0 | 0 | 0 | 0 | 0
5 ≤ u < 40 | 0 | 0 | 0 | 0 | 0 | 0
u < 5 | 0 | 0 | 0 | 0 | 0 | 0
Total | 0 | 0 | 0 | 0 | 0 | 0
DARM07(PT 7 DARMANESTI)¦ meter SN:1009141000000866
Tensiune reziduală u% | Durata t ms |  |  |  |  | Total
| 10 < t ≤ 200 | 200 < t ≤ 500 | 500 < t ≤ 1000 | 1000 < t ≤ 5000 | 5000 < t ≤ 60000
80 ≤ u < 90 | 0 | 0 | 0 | 0 | 0 | 0
70 ≤ u < 80 | 0 | 0 | 0 | 0 | 0 | 0
40 ≤ u < 70 | 0 | 0 | 0 | 0 | 0 | 0
5 ≤ u < 40 | 0 | 0 | 0 | 0 | 0 | 0
u < 5 | 0 | 0 | 0 | 0 | 0 | 0
Total | 0 | 0 | 0 | 0 | 0 | 0
DARM08(PT 8 DARMANESTI)¦ meter SN:1009151000001525
Tensiune reziduală u% | Durata t ms |  |  |  |  | Total
| 10 < t ≤ 200 | 200 < t ≤ 500 | 500 < t ≤ 1000 | 1000 < t ≤ 5000 | 5000 < t ≤ 60000
80 ≤ u < 90 | 0 | 0 | 0 | 0 | 0 | 0
70 ≤ u < 80 | 0 | 0 | 0 | 0 | 0 | 0
40 ≤ u < 70 | 0 | 0 | 0 | 0 | 0 | 0
5 ≤ u < 40 | 0 | 0 | 0 | 0 | 0 | 0
u < 5 | 0 | 0 | 0 | 0 | 0 | 0
Total | 0 | 0 | 0 | 0 | 0 | 0
DARM14(PT 14 DARMANESTI)¦ meter SN:1009141000000635
Tensiune reziduală u% | Durata t ms |  |  |  |  | Total
| 10 < t ≤ 200 | 200 < t ≤ 500 | 500 < t ≤ 1000 | 1000 < t ≤ 5000 | 5000 < t ≤ 60000
80 ≤ u < 90 | 0 | 0 | 0 | 0 | 0 | 0
70 ≤ u < 80 | 0 | 0 | 0 | 0 | 0 | 0
40 ≤ u < 70 | 0 | 0 | 0 | 0 | 0 | 0
5 ≤ u < 40 | 0 | 0 | 0 | 0 | 0 | 0
u < 5 | 0 | 0 | 0 | 0 | 0 | 0
Total | 0 | 0 | 0 | 0 | 0 | 0
DARM22(PT 22 DARMANESTI)¦ meter SN:1009151000002044
Tensiune reziduală u% | Durata t ms |  |  |  |  | Total
| 10 < t ≤ 200 | 200 < t ≤ 500 | 500 < t ≤ 1000 | 1000 < t ≤ 5000 | 5000 < t ≤ 60000
80 ≤ u < 90 | 0 | 0 | 0 | 0 | 0 | 0
70 ≤ u < 80 | 0 | 0 | 0 | 0 | 0 | 0
40 ≤ u < 70 | 0 | 0 | 0 | 0 | 0 | 0
5 ≤ u < 40 | 0 | 0 | 0 | 0 | 0 | 0
u < 5 | 0 | 0 | 0 | 0 | 0 | 0
Total | 0 | 0 | 0 | 0 | 0 | 0
SALT01(PT 1 SALATRUC)¦ meter SN:1009151000001454
Tensiune reziduală u% | Durata t ms |  |  |  |  | Total
| 10 < t ≤ 200 | 200 < t ≤ 500 | 500 < t ≤ 1000 | 1000 < t ≤ 5000 | 5000 < t ≤ 60000
80 ≤ u < 90 | 0 | 0 | 0 | 0 | 0 | 0
70 ≤ u < 80 | 0 | 0 | 0 | 0 | 0 | 0
40 ≤ u < 70 | 0 | 0 | 0 | 0 | 0 | 0
5 ≤ u < 40 | 0 | 0 | 0 | 0 | 0 | 0
u < 5 | 0 | 0 | 0 | 0 | 0 | 0
Total | 0 | 0 | 0 | 0 | 0 | 0
SALT02(PT 2 SALATRUC)¦ meter SN:1009151000001374
Tensiune reziduală u% | Durata t ms |  |  |  |  | Total
| 10 < t ≤ 200 | 200 < t ≤ 500 | 500 < t ≤ 1000 | 1000 < t ≤ 5000 | 5000 < t ≤ 60000
80 ≤ u < 90 | 0 | 0 | 0 | 0 | 0 | 0
70 ≤ u < 80 | 0 | 0 | 0 | 0 | 0 | 0
40 ≤ u < 70 | 0 | 0 | 0 | 0 | 0 | 0
5 ≤ u < 40 | 0 | 0 | 0 | 0 | 0 | 0
u < 5 | 0 | 0 | 0 | 0 | 0 | 0
Total | 0 | 0 | 0 | 0 | 0 | 0
SALT03(PT 3 SALATRUC)¦ meter SN:1009141000001065
Tensiune reziduală u% | Durata t ms |  |  |  |  | Total
| 10 < t ≤ 200 | 200 < t ≤ 500 | 500 < t ≤ 1000 | 1000 < t ≤ 5000 | 5000 < t ≤ 60000
80 ≤ u < 90 | 0 | 0 | 0 | 0 | 0 | 0
70 ≤ u < 80 | 0 | 0 | 0 | 0 | 0 | 0
40 ≤ u < 70 | 0 | 0 | 0 | 0 | 0 | 0
5 ≤ u < 40 | 0 | 0 | 0 | 0 | 0 | 0
u < 5 | 0 | 0 | 0 | 0 | 0 | 0
Total | 0 | 0 | 0 | 0 | 0 | 0
SALT04(PT 4 SALATRUC)¦ meter SN:1009151000001451
Tensiune reziduală u% | Durata t ms |  |  |  |  | Total
| 10 < t ≤ 200 | 200 < t ≤ 500 | 500 < t ≤ 1000 | 1000 < t ≤ 5000 | 5000 < t ≤ 60000
80 ≤ u < 90 | 0 | 0 | 0 | 0 | 0 | 0
70 ≤ u < 80 | 0 | 0 | 0 | 0 | 0 | 0
40 ≤ u < 70 | 0 | 0 | 0 | 0 | 0 | 0
5 ≤ u < 40 | 0 | 0 | 0 | 0 | 0 | 0
u < 5 | 0 | 0 | 0 | 0 | 0 | 0
Total | 0 | 0 | 0 | 0 | 0 | 0
SALT05(PT 5 SALATRUC)¦ meter SN:1009141000000962
Tensiune reziduală u% | Durata t ms |  |  |  |  | Total
| 10 < t ≤ 200 | 200 < t ≤ 500 | 500 < t ≤ 1000 | 1000 < t ≤ 5000 | 5000 < t ≤ 60000
80 ≤ u < 90 | 0 | 0 | 0 | 0 | 0 | 0
70 ≤ u < 80 | 0 | 0 | 0 | 0 | 0 | 0
40 ≤ u < 70 | 0 | 0 | 0 | 0 | 0 | 0
5 ≤ u < 40 | 0 | 0 | 0 | 0 | 0 | 0
u < 5 | 0 | 0 | 0 | 0 | 0 | 0
Total | 0 | 0 | 0 | 0 | 0 | 0
SALT06(PT 6 SALATRUC)¦ meter SN:1009141000000953
Tensiune reziduală u% | Durata t ms |  |  |  |  | Total
| 10 < t ≤ 200 | 200 < t ≤ 500 | 500 < t ≤ 1000 | 1000 < t ≤ 5000 | 5000 < t ≤ 60000
80 ≤ u < 90 | 0 | 0 | 0 | 0 | 0 | 0
70 ≤ u < 80 | 0 | 0 | 0 | 0 | 0 | 0
40 ≤ u < 70 | 0 | 0 | 0 | 0 | 0 | 0
5 ≤ u < 40 | 0 | 0 | 0 | 0 | 0 | 0
u < 5 | 0 | 0 | 0 | 0 | 0 | 0
Total | 0 | 0 | 0 | 0 | 0 | 0
SALT07(PT 7 SALATRUC)¦ meter SN:1009151000001430
Tensiune reziduală u% | Durata t ms |  |  |  |  | Total
| 10 < t ≤ 200 | 200 < t ≤ 500 | 500 < t ≤ 1000 | 1000 < t ≤ 5000 | 5000 < t ≤ 60000
80 ≤ u < 90 | 0 | 0 | 0 | 0 | 0 | 0
70 ≤ u < 80 | 0 | 0 | 0 | 0 | 0 | 0
40 ≤ u < 70 | 0 | 0 | 0 | 0 | 0 | 0
5 ≤ u < 40 | 0 | 0 | 0 | 0 | 0 | 0
u < 5 | 0 | 0 | 0 | 0 | 0 | 0
Total | 0 | 0 | 0 | 0 | 0 | 0
AGAS01(PTA 1 AGAS)¦ meter SN:1009141000000278
Tensiune reziduală u% | Durata t ms |  |  |  |  | Total
| 10 < t ≤ 200 | 200 < t ≤ 500 | 500 < t ≤ 1000 | 1000 < t ≤ 5000 | 5000 < t ≤ 60000
80 ≤ u < 90 | 0 | 0 | 0 | 0 | 0 | 0
70 ≤ u < 80 | 0 | 0 | 0 | 0 | 0 | 0
40 ≤ u < 70 | 0 | 0 | 0 | 0 | 0 | 0
5 ≤ u < 40 | 0 | 0 | 0 | 0 | 0 | 0
u < 5 | 0 | 0 | 0 | 0 | 0 | 0
Total | 0 | 0 | 0 | 0 | 0 | 0
AGAS03(PTA 3 AGAS)¦ meter SN:1009141000000434
Tensiune reziduală u% | Durata t ms |  |  |  |  | Total
| 10 < t ≤ 200 | 200 < t ≤ 500 | 500 < t ≤ 1000 | 1000 < t ≤ 5000 | 5000 < t ≤ 60000
80 ≤ u < 90 | 0 | 0 | 0 | 0 | 0 | 0
70 ≤ u < 80 | 0 | 0 | 0 | 0 | 0 | 0
40 ≤ u < 70 | 0 | 0 | 0 | 0 | 0 | 0
5 ≤ u < 40 | 0 | 0 | 0 | 0 | 0 | 0
u < 5 | 0 | 0 | 0 | 0 | 0 | 0
Total | 0 | 0 | 0 | 0 | 0 | 0
AGAS05(PTA 5 AGAS)¦ meter SN:1009141000000435
Tensiune reziduală u% | Durata t ms |  |  |  |  | Total
| 10 < t ≤ 200 | 200 < t ≤ 500 | 500 < t ≤ 1000 | 1000 < t ≤ 5000 | 5000 < t ≤ 60000
80 ≤ u < 90 | 0 | 0 | 0 | 0 | 0 | 0
70 ≤ u < 80 | 0 | 0 | 0 | 0 | 0 | 0
40 ≤ u < 70 | 0 | 0 | 0 | 0 | 0 | 0
5 ≤ u < 40 | 0 | 0 | 0 | 0 | 0 | 0
u < 5 | 0 | 0 | 0 | 0 | 0 | 0
Total | 0 | 0 | 0 | 0 | 0 | 0
AGAS06(PTA 6 AGAS)¦ meter SN:1009141000000213
Tensiune reziduală u% | Durata t ms |  |  |  |  | Total
| 10 < t ≤ 200 | 200 < t ≤ 500 | 500 < t ≤ 1000 | 1000 < t ≤ 5000 | 5000 < t ≤ 60000
80 ≤ u < 90 | 0 | 0 | 0 | 0 | 0 | 0
70 ≤ u < 80 | 0 | 0 | 0 | 0 | 0 | 0
40 ≤ u < 70 | 0 | 0 | 0 | 0 | 0 | 0
5 ≤ u < 40 | 0 | 0 | 0 | 0 | 0 | 0
u < 5 | 0 | 0 | 0 | 0 | 0 | 0
Total | 0 | 0 | 0 | 0 | 0 | 0
AGAS09(PTA 9 AGAS)¦ meter SN:1009141000000236
Tensiune reziduală u% | Durata t ms |  |  |  |  | Total
| 10 < t ≤ 200 | 200 < t ≤ 500 | 500 < t ≤ 1000 | 1000 < t ≤ 5000 | 5000 < t ≤ 60000
80 ≤ u < 90 | 0 | 0 | 0 | 0 | 0 | 0
70 ≤ u < 80 | 0 | 0 | 0 | 0 | 0 | 0
40 ≤ u < 70 | 0 | 0 | 0 | 0 | 0 | 0
5 ≤ u < 40 | 0 | 0 | 0 | 0 | 0 | 0
u < 5 | 0 | 0 | 0 | 0 | 0 | 0
Total | 0 | 0 | 0 | 0 | 0 | 0
AGAS11(PTA 11 AGAS)¦ meter SN:1009162000020518
Tensiune reziduală u% | Durata t ms |  |  |  |  | Total
| 10 < t ≤ 200 | 200 < t ≤ 500 | 500 < t ≤ 1000 | 1000 < t ≤ 5000 | 5000 < t ≤ 60000
80 ≤ u < 90 | 0 | 0 | 0 | 0 | 0 | 0
70 ≤ u < 80 | 0 | 0 | 0 | 0 | 0 | 0
40 ≤ u < 70 | 0 | 0 | 0 | 0 | 0 | 0
5 ≤ u < 40 | 0 | 0 | 0 | 0 | 0 | 0
u < 5 | 0 | 0 | 0 | 0 | 0 | 0
Total | 0 | 0 | 0 | 0 | 0 | 0
AGAS12(PTA 12 AGAS)¦ meter SN:1009141000000951
Tensiune reziduală u% | Durata t ms |  |  |  |  | Total
| 10 < t ≤ 200 | 200 < t ≤ 500 | 500 < t ≤ 1000 | 1000 < t ≤ 5000 | 5000 < t ≤ 60000
80 ≤ u < 90 | 0 | 0 | 0 | 0 | 0 | 0
70 ≤ u < 80 | 0 | 0 | 0 | 0 | 0 | 0
40 ≤ u < 70 | 0 | 0 | 0 | 0 | 0 | 0
5 ≤ u < 40 | 0 | 0 | 0 | 0 | 0 | 0
u < 5 | 0 | 0 | 0 | 0 | 0 | 0
Total | 0 | 0 | 0 | 0 | 0 | 0
AGAS13(PTA 13 AGAS)¦ meter SN:1009141000000875
Tensiune reziduală u% | Durata t ms |  |  |  |  | Total
| 10 < t ≤ 200 | 200 < t ≤ 500 | 500 < t ≤ 1000 | 1000 < t ≤ 5000 | 5000 < t ≤ 60000
80 ≤ u < 90 | 0 | 0 | 0 | 0 | 0 | 0
70 ≤ u < 80 | 0 | 0 | 0 | 0 | 0 | 0
40 ≤ u < 70 | 0 | 0 | 0 | 0 | 0 | 0
5 ≤ u < 40 | 0 | 0 | 0 | 0 | 0 | 0
u < 5 | 0 | 0 | 0 | 0 | 0 | 0
Total | 0 | 0 | 0 | 0 | 0 | 0
APAA01(PTA 1 APA ASAU)¦ meter SN:1009141000000648
Tensiune reziduală u% | Durata t ms |  |  |  |  | Total
| 10 < t ≤ 200 | 200 < t ≤ 500 | 500 < t ≤ 1000 | 1000 < t ≤ 5000 | 5000 < t ≤ 60000
80 ≤ u < 90 | 0 | 0 | 0 | 0 | 0 | 0
70 ≤ u < 80 | 0 | 0 | 0 | 0 | 0 | 0
40 ≤ u < 70 | 0 | 0 | 0 | 0 | 0 | 0
5 ≤ u < 40 | 0 | 0 | 0 | 0 | 0 | 0
u < 5 | 0 | 0 | 0 | 0 | 0 | 0
Total | 0 | 0 | 0 | 0 | 0 | 0
APAA03(PTA 3 APA ASAU)¦ meter SN:1009141000000985
Tensiune reziduală u% | Durata t ms |  |  |  |  | Total
| 10 < t ≤ 200 | 200 < t ≤ 500 | 500 < t ≤ 1000 | 1000 < t ≤ 5000 | 5000 < t ≤ 60000
80 ≤ u < 90 | 0 | 0 | 0 | 0 | 0 | 0
70 ≤ u < 80 | 0 | 0 | 0 | 0 | 0 | 0
40 ≤ u < 70 | 0 | 0 | 0 | 0 | 0 | 0
5 ≤ u < 40 | 0 | 0 | 0 | 0 | 0 | 0
u < 5 | 0 | 0 | 0 | 0 | 0 | 0
Total | 0 | 0 | 0 | 0 | 0 | 0
APAA04(PTA 4 APA ASAU)¦ meter SN:1009141000000657
Tensiune reziduală u% | Durata t ms |  |  |  |  | Total
| 10 < t ≤ 200 | 200 < t ≤ 500 | 500 < t ≤ 1000 | 1000 < t ≤ 5000 | 5000 < t ≤ 60000
80 ≤ u < 90 | 0 | 0 | 0 | 0 | 0 | 0
70 ≤ u < 80 | 0 | 0 | 0 | 0 | 0 | 0
40 ≤ u < 70 | 0 | 0 | 0 | 0 | 0 | 0
5 ≤ u < 40 | 0 | 0 | 0 | 0 | 0 | 0
u < 5 | 0 | 0 | 0 | 0 | 0 | 0
Total | 0 | 0 | 0 | 0 | 0 | 0
ASAU01(PTA 1 ASAU)¦ meter SN:1009141000000686
Tensiune reziduală u% | Durata t ms |  |  |  |  | Total
| 10 < t ≤ 200 | 200 < t ≤ 500 | 500 < t ≤ 1000 | 1000 < t ≤ 5000 | 5000 < t ≤ 60000
80 ≤ u < 90 | 0 | 0 | 0 | 0 | 0 | 0
70 ≤ u < 80 | 0 | 0 | 0 | 0 | 0 | 0
40 ≤ u < 70 | 0 | 0 | 0 | 0 | 0 | 0
5 ≤ u < 40 | 0 | 0 | 0 | 0 | 0 | 0
u < 5 | 0 | 0 | 0 | 0 | 0 | 0
Total | 0 | 0 | 0 | 0 | 0 | 0
ASAU02(PTA 2 ASAU)¦ meter SN:1009141000000936
Tensiune reziduală u% | Durata t ms |  |  |  |  | Total
| 10 < t ≤ 200 | 200 < t ≤ 500 | 500 < t ≤ 1000 | 1000 < t ≤ 5000 | 5000 < t ≤ 60000
80 ≤ u < 90 | 0 | 0 | 0 | 0 | 0 | 0
70 ≤ u < 80 | 0 | 0 | 0 | 0 | 0 | 0
40 ≤ u < 70 | 0 | 0 | 0 | 0 | 0 | 0
5 ≤ u < 40 | 0 | 0 | 0 | 0 | 0 | 0
u < 5 | 0 | 0 | 0 | 0 | 0 | 0
Total | 0 | 0 | 0 | 0 | 0 | 0
ASAU03(PTA 3 ASAU)¦ meter SN:1009141000001275
Tensiune reziduală u% | Durata t ms |  |  |  |  | Total
| 10 < t ≤ 200 | 200 < t ≤ 500 | 500 < t ≤ 1000 | 1000 < t ≤ 5000 | 5000 < t ≤ 60000
80 ≤ u < 90 | 0 | 0 | 0 | 0 | 0 | 0
70 ≤ u < 80 | 0 | 0 | 0 | 0 | 0 | 0
40 ≤ u < 70 | 0 | 0 | 0 | 0 | 0 | 0
5 ≤ u < 40 | 0 | 0 | 0 | 0 | 0 | 0
u < 5 | 0 | 0 | 0 | 0 | 0 | 0
Total | 0 | 0 | 0 | 0 | 0 | 0
ASAU04(PTA 4 ASAU)¦ meter SN:1009151000001537
Tensiune reziduală u% | Durata t ms |  |  |  |  | Total
| 10 < t ≤ 200 | 200 < t ≤ 500 | 500 < t ≤ 1000 | 1000 < t ≤ 5000 | 5000 < t ≤ 60000
80 ≤ u < 90 | 0 | 0 | 0 | 0 | 0 | 0
70 ≤ u < 80 | 0 | 0 | 0 | 0 | 0 | 0
40 ≤ u < 70 | 0 | 0 | 0 | 0 | 0 | 0
5 ≤ u < 40 | 0 | 0 | 0 | 0 | 0 | 0
u < 5 | 0 | 0 | 0 | 0 | 0 | 0
Total | 0 | 0 | 0 | 0 | 0 | 0
ASAU05(PTA 5 ASAU)¦ meter SN:1009141000000801
Tensiune reziduală u% | Durata t ms |  |  |  |  | Total
| 10 < t ≤ 200 | 200 < t ≤ 500 | 500 < t ≤ 1000 | 1000 < t ≤ 5000 | 5000 < t ≤ 60000
80 ≤ u < 90 | 0 | 0 | 0 | 0 | 0 | 0
70 ≤ u < 80 | 0 | 0 | 0 | 0 | 0 | 0
40 ≤ u < 70 | 0 | 0 | 0 | 0 | 0 | 0
5 ≤ u < 40 | 0 | 0 | 0 | 0 | 0 | 0
u < 5 | 0 | 0 | 0 | 0 | 0 | 0
Total | 0 | 0 | 0 | 0 | 0 | 0
BELE01(PT BELEGHET)¦ meter SN:1009141000000913
Tensiune reziduală u% | Durata t ms |  |  |  |  | Total
| 10 < t ≤ 200 | 200 < t ≤ 500 | 500 < t ≤ 1000 | 1000 < t ≤ 5000 | 5000 < t ≤ 60000
80 ≤ u < 90 | 0 | 0 | 0 | 0 | 0 | 0
70 ≤ u < 80 | 0 | 0 | 0 | 0 | 0 | 0
40 ≤ u < 70 | 0 | 0 | 0 | 0 | 0 | 0
5 ≤ u < 40 | 0 | 0 | 0 | 0 | 0 | 0
u < 5 | 0 | 0 | 0 | 0 | 0 | 0
Total | 0 | 0 | 0 | 0 | 0 | 0
CIOB01(PTA 1 CIOBANUS)¦ meter SN:1009151000001534
Tensiune reziduală u% | Durata t ms |  |  |  |  | Total
| 10 < t ≤ 200 | 200 < t ≤ 500 | 500 < t ≤ 1000 | 1000 < t ≤ 5000 | 5000 < t ≤ 60000
80 ≤ u < 90 | 0 | 0 | 0 | 0 | 0 | 0
70 ≤ u < 80 | 0 | 0 | 0 | 0 | 0 | 0
40 ≤ u < 70 | 0 | 0 | 0 | 0 | 0 | 0
5 ≤ u < 40 | 0 | 0 | 0 | 0 | 0 | 0
u < 5 | 0 | 0 | 0 | 0 | 0 | 0
Total | 0 | 0 | 0 | 0 | 0 | 0
CIOB02(PTA 2 CIOBANUS)¦ meter SN:1009141000000892
Tensiune reziduală u% | Durata t ms |  |  |  |  | Total
| 10 < t ≤ 200 | 200 < t ≤ 500 | 500 < t ≤ 1000 | 1000 < t ≤ 5000 | 5000 < t ≤ 60000
80 ≤ u < 90 | 0 | 0 | 0 | 0 | 0 | 0
70 ≤ u < 80 | 0 | 0 | 0 | 0 | 0 | 0
40 ≤ u < 70 | 0 | 0 | 0 | 0 | 0 | 0
5 ≤ u < 40 | 0 | 0 | 0 | 0 | 0 | 0
u < 5 | 0 | 0 | 0 | 0 | 0 | 0
Total | 0 | 0 | 0 | 0 | 0 | 0
COM010(PT 10 COMANESTI)¦ meter SN:1009151000002704
Tensiune reziduală u% | Durata t ms |  |  |  |  | Total
| 10 < t ≤ 200 | 200 < t ≤ 500 | 500 < t ≤ 1000 | 1000 < t ≤ 5000 | 5000 < t ≤ 60000
80 ≤ u < 90 | 0 | 0 | 0 | 0 | 0 | 0
70 ≤ u < 80 | 0 | 0 | 0 | 0 | 0 | 0
40 ≤ u < 70 | 0 | 0 | 0 | 0 | 0 | 0
5 ≤ u < 40 | 0 | 0 | 0 | 0 | 0 | 0
u < 5 | 0 | 0 | 0 | 0 | 0 | 0
Total | 0 | 0 | 0 | 0 | 0 | 0
COM011(PT 11 COMANESTI)¦ meter SN:1009141000000763
Tensiune reziduală u% | Durata t ms |  |  |  |  | Total
| 10 < t ≤ 200 | 200 < t ≤ 500 | 500 < t ≤ 1000 | 1000 < t ≤ 5000 | 5000 < t ≤ 60000
80 ≤ u < 90 | 0 | 0 | 0 | 0 | 0 | 0
70 ≤ u < 80 | 0 | 0 | 0 | 0 | 0 | 0
40 ≤ u < 70 | 0 | 0 | 0 | 0 | 0 | 0
5 ≤ u < 40 | 0 | 0 | 0 | 0 | 0 | 0
u < 5 | 0 | 0 | 0 | 0 | 0 | 0
Total | 0 | 0 | 0 | 0 | 0 | 0
COM012(PT 12 COMANESTI)¦ meter SN:1009141000000945
Tensiune reziduală u% | Durata t ms |  |  |  |  | Total
| 10 < t ≤ 200 | 200 < t ≤ 500 | 500 < t ≤ 1000 | 1000 < t ≤ 5000 | 5000 < t ≤ 60000
80 ≤ u < 90 | 0 | 0 | 0 | 0 | 0 | 0
70 ≤ u < 80 | 0 | 0 | 0 | 0 | 0 | 0
40 ≤ u < 70 | 0 | 0 | 0 | 0 | 0 | 0
5 ≤ u < 40 | 0 | 0 | 0 | 0 | 0 | 0
u < 5 | 0 | 0 | 0 | 0 | 0 | 0
Total | 0 | 0 | 0 | 0 | 0 | 0
COM016(PT 16 COMANESTI)¦ meter SN:1009141000000598
Tensiune reziduală u% | Durata t ms |  |  |  |  | Total
| 10 < t ≤ 200 | 200 < t ≤ 500 | 500 < t ≤ 1000 | 1000 < t ≤ 5000 | 5000 < t ≤ 60000
80 ≤ u < 90 | 0 | 0 | 0 | 0 | 0 | 0
70 ≤ u < 80 | 0 | 0 | 0 | 0 | 0 | 0
40 ≤ u < 70 | 0 | 0 | 0 | 0 | 0 | 0
5 ≤ u < 40 | 0 | 0 | 0 | 0 | 0 | 0
u < 5 | 0 | 0 | 0 | 0 | 0 | 0
Total | 0 | 0 | 0 | 0 | 0 | 0
COM031(PT 31 COMANESTI)¦ meter SN:1009141000000437
Tensiune reziduală u% | Durata t ms |  |  |  |  | Total
| 10 < t ≤ 200 | 200 < t ≤ 500 | 500 < t ≤ 1000 | 1000 < t ≤ 5000 | 5000 < t ≤ 60000
80 ≤ u < 90 | 0 | 0 | 0 | 0 | 0 | 0
70 ≤ u < 80 | 0 | 0 | 0 | 0 | 0 | 0
40 ≤ u < 70 | 0 | 0 | 0 | 0 | 0 | 0
5 ≤ u < 40 | 0 | 0 | 0 | 0 | 0 | 0
u < 5 | 0 | 0 | 0 | 0 | 0 | 0
Total | 0 | 0 | 0 | 0 | 0 | 0
COM052(PT 52 COMANESTI)¦ meter SN:1009141000000771
Tensiune reziduală u% | Durata t ms |  |  |  |  | Total
| 10 < t ≤ 200 | 200 < t ≤ 500 | 500 < t ≤ 1000 | 1000 < t ≤ 5000 | 5000 < t ≤ 60000
80 ≤ u < 90 | 0 | 0 | 0 | 0 | 0 | 0
70 ≤ u < 80 | 0 | 0 | 0 | 0 | 0 | 0
40 ≤ u < 70 | 0 | 0 | 0 | 0 | 0 | 0
5 ≤ u < 40 | 0 | 0 | 0 | 0 | 0 | 0
u < 5 | 0 | 0 | 0 | 0 | 0 | 0
Total | 0 | 0 | 0 | 0 | 0 | 0
COM053(PT 53 COMANESTI)¦ meter SN:1009141000000900
Tensiune reziduală u% | Durata t ms |  |  |  |  | Total
| 10 < t ≤ 200 | 200 < t ≤ 500 | 500 < t ≤ 1000 | 1000 < t ≤ 5000 | 5000 < t ≤ 60000
80 ≤ u < 90 | 0 | 0 | 0 | 0 | 0 | 0
70 ≤ u < 80 | 0 | 0 | 0 | 0 | 0 | 0
40 ≤ u < 70 | 0 | 0 | 0 | 0 | 0 | 0
5 ≤ u < 40 | 0 | 0 | 0 | 0 | 0 | 0
u < 5 | 0 | 0 | 0 | 0 | 0 | 0
Total | 0 | 0 | 0 | 0 | 0 | 0
GOIO01(PTA 1 GOIOASA)¦ meter SN:1009141000000827
Tensiune reziduală u% | Durata t ms |  |  |  |  | Total
| 10 < t ≤ 200 | 200 < t ≤ 500 | 500 < t ≤ 1000 | 1000 < t ≤ 5000 | 5000 < t ≤ 60000
80 ≤ u < 90 | 0 | 0 | 0 | 0 | 0 | 0
70 ≤ u < 80 | 0 | 0 | 0 | 0 | 0 | 0
40 ≤ u < 70 | 0 | 0 | 0 | 0 | 0 | 0
5 ≤ u < 40 | 0 | 0 | 0 | 0 | 0 | 0
u < 5 | 0 | 0 | 0 | 0 | 0 | 0
Total | 0 | 0 | 0 | 0 | 0 | 0
GOIO02(PTA 2 GOIOASA)¦ meter SN:1009151000002242
Tensiune reziduală u% | Durata t ms |  |  |  |  | Total
| 10 < t ≤ 200 | 200 < t ≤ 500 | 500 < t ≤ 1000 | 1000 < t ≤ 5000 | 5000 < t ≤ 60000
80 ≤ u < 90 | 0 | 0 | 0 | 0 | 0 | 0
70 ≤ u < 80 | 0 | 0 | 0 | 0 | 0 | 0
40 ≤ u < 70 | 0 | 0 | 0 | 0 | 0 | 0
5 ≤ u < 40 | 0 | 0 | 0 | 0 | 0 | 0
u < 5 | 0 | 0 | 0 | 0 | 0 | 0
Total | 0 | 0 | 0 | 0 | 0 | 0
LUAS01(PTA LUNCA ASAU)¦ meter SN:1009151000001399
Tensiune reziduală u% | Durata t ms |  |  |  |  | Total
| 10 < t ≤ 200 | 200 < t ≤ 500 | 500 < t ≤ 1000 | 1000 < t ≤ 5000 | 5000 < t ≤ 60000
80 ≤ u < 90 | 0 | 0 | 0 | 0 | 0 | 0
70 ≤ u < 80 | 0 | 0 | 0 | 0 | 0 | 0
40 ≤ u < 70 | 0 | 0 | 0 | 0 | 0 | 0
5 ≤ u < 40 | 0 | 0 | 0 | 0 | 0 | 0
u < 5 | 0 | 0 | 0 | 0 | 0 | 0
Total | 0 | 0 | 0 | 0 | 0 | 0
PLTA01(PTA 1 PALTINIS)¦ meter SN:1009141000000967
Tensiune reziduală u% | Durata t ms |  |  |  |  | Total
| 10 < t ≤ 200 | 200 < t ≤ 500 | 500 < t ≤ 1000 | 1000 < t ≤ 5000 | 5000 < t ≤ 60000
80 ≤ u < 90 | 0 | 0 | 0 | 0 | 0 | 0
70 ≤ u < 80 | 0 | 0 | 0 | 0 | 0 | 0
40 ≤ u < 70 | 0 | 0 | 0 | 0 | 0 | 0
5 ≤ u < 40 | 0 | 0 | 0 | 0 | 0 | 0
u < 5 | 0 | 0 | 0 | 0 | 0 | 0
Total | 0 | 0 | 0 | 0 | 0 | 0
PLTA02(PTA 2 PALTINIS)¦ meter SN:1009151000002042
Tensiune reziduală u% | Durata t ms |  |  |  |  | Total
| 10 < t ≤ 200 | 200 < t ≤ 500 | 500 < t ≤ 1000 | 1000 < t ≤ 5000 | 5000 < t ≤ 60000
80 ≤ u < 90 | 0 | 0 | 0 | 0 | 0 | 0
70 ≤ u < 80 | 0 | 0 | 0 | 0 | 0 | 0
40 ≤ u < 70 | 0 | 0 | 0 | 0 | 0 | 0
5 ≤ u < 40 | 0 | 0 | 0 | 0 | 0 | 0
u < 5 | 0 | 0 | 0 | 0 | 0 | 0
Total | 0 | 0 | 0 | 0 | 0 | 0
PRLC01(PTA 1 PRELUCI)¦ meter SN:1009151000001538
Tensiune reziduală u% | Durata t ms |  |  |  |  | Total
| 10 < t ≤ 200 | 200 < t ≤ 500 | 500 < t ≤ 1000 | 1000 < t ≤ 5000 | 5000 < t ≤ 60000
80 ≤ u < 90 | 0 | 0 | 0 | 0 | 0 | 0
70 ≤ u < 80 | 0 | 0 | 0 | 0 | 0 | 0
40 ≤ u < 70 | 0 | 0 | 0 | 0 | 0 | 0
5 ≤ u < 40 | 0 | 0 | 0 | 0 | 0 | 0
u < 5 | 0 | 0 | 0 | 0 | 0 | 0
Total | 0 | 0 | 0 | 0 | 0 | 0
PRLC02(PTA 2 PRELUCI)¦ meter SN:1009151000001502
Tensiune reziduală u% | Durata t ms |  |  |  |  | Total
| 10 < t ≤ 200 | 200 < t ≤ 500 | 500 < t ≤ 1000 | 1000 < t ≤ 5000 | 5000 < t ≤ 60000
80 ≤ u < 90 | 0 | 0 | 0 | 0 | 0 | 0
70 ≤ u < 80 | 0 | 0 | 0 | 0 | 0 | 0
40 ≤ u < 70 | 0 | 0 | 0 | 0 | 0 | 0
5 ≤ u < 40 | 0 | 0 | 0 | 0 | 0 | 0
u < 5 | 0 | 0 | 0 | 0 | 0 | 0
Total | 0 | 0 | 0 | 0 | 0 | 0
SLTA01(PTA 1 SULTA)¦ meter SN:1009151000001579
Tensiune reziduală u% | Durata t ms |  |  |  |  | Total
| 10 < t ≤ 200 | 200 < t ≤ 500 | 500 < t ≤ 1000 | 1000 < t ≤ 5000 | 5000 < t ≤ 60000
80 ≤ u < 90 | 0 | 0 | 0 | 0 | 0 | 0
70 ≤ u < 80 | 0 | 0 | 0 | 0 | 0 | 0
40 ≤ u < 70 | 0 | 0 | 0 | 0 | 0 | 0
5 ≤ u < 40 | 0 | 0 | 0 | 0 | 0 | 0
u < 5 | 0 | 0 | 0 | 0 | 0 | 0
Total | 0 | 0 | 0 | 0 | 0 | 0
SLTA02(PTA 2 SULTA)¦ meter SN:1009141000000569
Tensiune reziduală u% | Durata t ms |  |  |  |  | Total
| 10 < t ≤ 200 | 200 < t ≤ 500 | 500 < t ≤ 1000 | 1000 < t ≤ 5000 | 5000 < t ≤ 60000
80 ≤ u < 90 | 0 | 0 | 0 | 0 | 0 | 0
70 ≤ u < 80 | 0 | 0 | 0 | 0 | 0 | 0
40 ≤ u < 70 | 0 | 0 | 0 | 0 | 0 | 0
5 ≤ u < 40 | 0 | 0 | 0 | 0 | 0 | 0
u < 5 | 0 | 0 | 0 | 0 | 0 | 0
Total | 0 | 0 | 0 | 0 | 0 | 0
SLTA05(PTA 5 SULTA)¦ meter SN:1009141000000555
Tensiune reziduală u% | Durata t ms |  |  |  |  | Total
| 10 < t ≤ 200 | 200 < t ≤ 500 | 500 < t ≤ 1000 | 1000 < t ≤ 5000 | 5000 < t ≤ 60000
80 ≤ u < 90 | 0 | 0 | 0 | 0 | 0 | 0
70 ≤ u < 80 | 0 | 0 | 0 | 0 | 0 | 0
40 ≤ u < 70 | 0 | 0 | 0 | 0 | 0 | 0
5 ≤ u < 40 | 0 | 0 | 0 | 0 | 0 | 0
u < 5 | 0 | 0 | 0 | 0 | 0 | 0
Total | 0 | 0 | 0 | 0 | 0 | 0
STRJ01(PTA 1 STRAJA)¦ meter SN:1009141000001029
Tensiune reziduală u% | Durata t ms |  |  |  |  | Total
| 10 < t ≤ 200 | 200 < t ≤ 500 | 500 < t ≤ 1000 | 1000 < t ≤ 5000 | 5000 < t ≤ 60000
80 ≤ u < 90 | 0 | 0 | 0 | 0 | 0 | 0
70 ≤ u < 80 | 0 | 0 | 0 | 0 | 0 | 0
40 ≤ u < 70 | 0 | 0 | 0 | 0 | 0 | 0
5 ≤ u < 40 | 0 | 0 | 0 | 0 | 0 | 0
u < 5 | 0 | 0 | 0 | 0 | 0 | 0
Total | 0 | 0 | 0 | 0 | 0 | 0
STRJ02(PTA 2 STRAJA)¦ meter SN:1009141000000084
Tensiune reziduală u% | Durata t ms |  |  |  |  | Total
| 10 < t ≤ 200 | 200 < t ≤ 500 | 500 < t ≤ 1000 | 1000 < t ≤ 5000 | 5000 < t ≤ 60000
80 ≤ u < 90 | 0 | 0 | 0 | 0 | 0 | 0
70 ≤ u < 80 | 0 | 0 | 0 | 0 | 0 | 0
40 ≤ u < 70 | 0 | 0 | 0 | 0 | 0 | 0
5 ≤ u < 40 | 0 | 0 | 0 | 0 | 0 | 0
u < 5 | 0 | 0 | 0 | 0 | 0 | 0
Total | 0 | 0 | 0 | 0 | 0 | 0
BCSS01(PTA 1 BUCSESTI)¦ meter SN:1009141000000882
Tensiune reziduală u% | Durata t ms |  |  |  |  | Total
| 10 < t ≤ 200 | 200 < t ≤ 500 | 500 < t ≤ 1000 | 1000 < t ≤ 5000 | 5000 < t ≤ 60000
80 ≤ u < 90 | 0 | 0 | 0 | 0 | 0 | 0
70 ≤ u < 80 | 0 | 0 | 0 | 0 | 0 | 0
40 ≤ u < 70 | 0 | 0 | 0 | 0 | 0 | 0
5 ≤ u < 40 | 0 | 0 | 0 | 0 | 0 | 0
u < 5 | 0 | 0 | 0 | 0 | 0 | 0
Total | 0 | 0 | 0 | 0 | 0 | 0
BCSS02(PTA 2 BUCSESTI)¦ meter SN:1009151000002052
Tensiune reziduală u% | Durata t ms |  |  |  |  | Total
| 10 < t ≤ 200 | 200 < t ≤ 500 | 500 < t ≤ 1000 | 1000 < t ≤ 5000 | 5000 < t ≤ 60000
80 ≤ u < 90 | 0 | 0 | 0 | 0 | 0 | 0
70 ≤ u < 80 | 0 | 0 | 0 | 0 | 0 | 0
40 ≤ u < 70 | 0 | 0 | 0 | 0 | 0 | 0
5 ≤ u < 40 | 0 | 0 | 0 | 0 | 0 | 0
u < 5 | 0 | 0 | 0 | 0 | 0 | 0
Total | 0 | 0 | 0 | 0 | 0 | 0
BCSS03(PTA 3 BUCSESTI)¦ meter SN:1009141000000950
Tensiune reziduală u% | Durata t ms |  |  |  |  | Total
| 10 < t ≤ 200 | 200 < t ≤ 500 | 500 < t ≤ 1000 | 1000 < t ≤ 5000 | 5000 < t ≤ 60000
80 ≤ u < 90 | 0 | 0 | 0 | 0 | 0 | 0
70 ≤ u < 80 | 0 | 0 | 0 | 0 | 0 | 0
40 ≤ u < 70 | 0 | 0 | 0 | 0 | 0 | 0
5 ≤ u < 40 | 0 | 0 | 0 | 0 | 0 | 0
u < 5 | 0 | 0 | 0 | 0 | 0 | 0
Total | 0 | 0 | 0 | 0 | 0 | 0
BCSS04(PTA 4 BUCSESTI)¦ meter SN:1009141000000916
Tensiune reziduală u% | Durata t ms |  |  |  |  | Total
| 10 < t ≤ 200 | 200 < t ≤ 500 | 500 < t ≤ 1000 | 1000 < t ≤ 5000 | 5000 < t ≤ 60000
80 ≤ u < 90 | 0 | 0 | 0 | 0 | 0 | 0
70 ≤ u < 80 | 0 | 0 | 0 | 0 | 0 | 0
40 ≤ u < 70 | 0 | 0 | 0 | 0 | 0 | 0
5 ≤ u < 40 | 0 | 0 | 0 | 0 | 0 | 0
u < 5 | 0 | 0 | 0 | 0 | 0 | 0
Total | 0 | 0 | 0 | 0 | 0 | 0
BULE01(PTA BULENI)¦ meter SN:1009141000000474
Tensiune reziduală u% | Durata t ms |  |  |  |  | Total
| 10 < t ≤ 200 | 200 < t ≤ 500 | 500 < t ≤ 1000 | 1000 < t ≤ 5000 | 5000 < t ≤ 60000
80 ≤ u < 90 | 0 | 0 | 0 | 0 | 0 | 0
70 ≤ u < 80 | 0 | 0 | 0 | 0 | 0 | 0
40 ≤ u < 70 | 0 | 0 | 0 | 0 | 0 | 0
5 ≤ u < 40 | 0 | 0 | 0 | 0 | 0 | 0
u < 5 | 0 | 0 | 0 | 0 | 0 | 0
Total | 0 | 0 | 0 | 0 | 0 | 0
CERN01(PTA 1 CERNU)¦ meter SN:1009141000000394
Tensiune reziduală u% | Durata t ms |  |  |  |  | Total
| 10 < t ≤ 200 | 200 < t ≤ 500 | 500 < t ≤ 1000 | 1000 < t ≤ 5000 | 5000 < t ≤ 60000
80 ≤ u < 90 | 0 | 0 | 0 | 0 | 0 | 0
70 ≤ u < 80 | 0 | 0 | 0 | 0 | 0 | 0
40 ≤ u < 70 | 0 | 0 | 0 | 0 | 0 | 0
5 ≤ u < 40 | 0 | 0 | 0 | 0 | 0 | 0
u < 5 | 0 | 0 | 0 | 0 | 0 | 0
Total | 0 | 0 | 0 | 0 | 0 | 0
CERN03(PTA 3 CERNU)¦ meter SN:1009141000000861
Tensiune reziduală u% | Durata t ms |  |  |  |  | Total
| 10 < t ≤ 200 | 200 < t ≤ 500 | 500 < t ≤ 1000 | 1000 < t ≤ 5000 | 5000 < t ≤ 60000
80 ≤ u < 90 | 0 | 0 | 0 | 0 | 0 | 0
70 ≤ u < 80 | 0 | 0 | 0 | 0 | 0 | 0
40 ≤ u < 70 | 0 | 0 | 0 | 0 | 0 | 0
5 ≤ u < 40 | 0 | 0 | 0 | 0 | 0 | 0
u < 5 | 0 | 0 | 0 | 0 | 0 | 0
Total | 0 | 0 | 0 | 0 | 0 | 0
CERN04(PTA 4 CERNU)¦ meter SN:1009141000000617
Tensiune reziduală u% | Durata t ms |  |  |  |  | Total
| 10 < t ≤ 200 | 200 < t ≤ 500 | 500 < t ≤ 1000 | 1000 < t ≤ 5000 | 5000 < t ≤ 60000
80 ≤ u < 90 | 0 | 0 | 0 | 0 | 0 | 0
70 ≤ u < 80 | 0 | 0 | 0 | 0 | 0 | 0
40 ≤ u < 70 | 0 | 0 | 0 | 0 | 0 | 0
5 ≤ u < 40 | 0 | 0 | 0 | 0 | 0 | 0
u < 5 | 0 | 0 | 0 | 0 | 0 | 0
Total | 0 | 0 | 0 | 0 | 0 | 0
COM003(PTA 3 COMANESTI)¦ meter SN:1009151000001459
Tensiune reziduală u% | Durata t ms |  |  |  |  | Total
| 10 < t ≤ 200 | 200 < t ≤ 500 | 500 < t ≤ 1000 | 1000 < t ≤ 5000 | 5000 < t ≤ 60000
80 ≤ u < 90 | 0 | 0 | 0 | 0 | 0 | 0
70 ≤ u < 80 | 0 | 0 | 0 | 0 | 0 | 0
40 ≤ u < 70 | 0 | 0 | 0 | 0 | 0 | 0
5 ≤ u < 40 | 0 | 0 | 0 | 0 | 0 | 0
u < 5 | 0 | 0 | 0 | 0 | 0 | 0
Total | 0 | 0 | 0 | 0 | 0 | 0
COM007(PTA7 COMANESTI)¦ meter SN:1009151000001605
Tensiune reziduală u% | Durata t ms |  |  |  |  | Total
| 10 < t ≤ 200 | 200 < t ≤ 500 | 500 < t ≤ 1000 | 1000 < t ≤ 5000 | 5000 < t ≤ 60000
80 ≤ u < 90 | 0 | 0 | 0 | 0 | 0 | 0
70 ≤ u < 80 | 0 | 0 | 0 | 0 | 0 | 0
40 ≤ u < 70 | 0 | 0 | 0 | 0 | 0 | 0
5 ≤ u < 40 | 0 | 0 | 0 | 0 | 0 | 0
u < 5 | 0 | 0 | 0 | 0 | 0 | 0
Total | 0 | 0 | 0 | 0 | 0 | 0
MOI001(PT 1 MOINESTI)¦ meter SN:1009141000000715
Tensiune reziduală u% | Durata t ms |  |  |  |  | Total
| 10 < t ≤ 200 | 200 < t ≤ 500 | 500 < t ≤ 1000 | 1000 < t ≤ 5000 | 5000 < t ≤ 60000
80 ≤ u < 90 | 0 | 0 | 0 | 0 | 0 | 0
70 ≤ u < 80 | 0 | 0 | 0 | 0 | 0 | 0
40 ≤ u < 70 | 0 | 0 | 0 | 0 | 0 | 0
5 ≤ u < 40 | 0 | 0 | 0 | 0 | 0 | 0
u < 5 | 0 | 0 | 0 | 0 | 0 | 0
Total | 0 | 0 | 0 | 0 | 0 | 0
MOI002(PT 2 MOINESTI)¦ meter SN:1009141000001199
Tensiune reziduală u% | Durata t ms |  |  |  |  | Total
| 10 < t ≤ 200 | 200 < t ≤ 500 | 500 < t ≤ 1000 | 1000 < t ≤ 5000 | 5000 < t ≤ 60000
80 ≤ u < 90 | 0 | 0 | 0 | 0 | 0 | 0
70 ≤ u < 80 | 0 | 0 | 0 | 0 | 0 | 0
40 ≤ u < 70 | 0 | 0 | 0 | 0 | 0 | 0
5 ≤ u < 40 | 0 | 0 | 0 | 0 | 0 | 0
u < 5 | 0 | 0 | 0 | 0 | 0 | 0
Total | 0 | 0 | 0 | 0 | 0 | 0
MOI003(PT 3 MOINESTI)¦ meter SN:1009151000001588
Tensiune reziduală u% | Durata t ms |  |  |  |  | Total
| 10 < t ≤ 200 | 200 < t ≤ 500 | 500 < t ≤ 1000 | 1000 < t ≤ 5000 | 5000 < t ≤ 60000
80 ≤ u < 90 | 0 | 0 | 0 | 0 | 0 | 0
70 ≤ u < 80 | 0 | 0 | 0 | 0 | 0 | 0
40 ≤ u < 70 | 0 | 0 | 0 | 0 | 0 | 0
5 ≤ u < 40 | 0 | 0 | 0 | 0 | 0 | 0
u < 5 | 0 | 0 | 0 | 0 | 0 | 0
Total | 0 | 0 | 0 | 0 | 0 | 0
MOI004(PTCZ 4 MOINESTI)¦ meter SN:1009141000000736
Tensiune reziduală u% | Durata t ms |  |  |  |  | Total
| 10 < t ≤ 200 | 200 < t ≤ 500 | 500 < t ≤ 1000 | 1000 < t ≤ 5000 | 5000 < t ≤ 60000
80 ≤ u < 90 | 0 | 0 | 0 | 0 | 0 | 0
70 ≤ u < 80 | 0 | 0 | 0 | 0 | 0 | 0
40 ≤ u < 70 | 0 | 0 | 0 | 0 | 0 | 0
5 ≤ u < 40 | 0 | 0 | 0 | 0 | 0 | 0
u < 5 | 0 | 0 | 0 | 0 | 0 | 0
Total | 0 | 0 | 0 | 0 | 0 | 0
MOI005(PTCZ 5 MOINESTI)¦ meter SN:1009141000000513
Tensiune reziduală u% | Durata t ms |  |  |  |  | Total
| 10 < t ≤ 200 | 200 < t ≤ 500 | 500 < t ≤ 1000 | 1000 < t ≤ 5000 | 5000 < t ≤ 60000
80 ≤ u < 90 | 0 | 0 | 0 | 0 | 0 | 0
70 ≤ u < 80 | 0 | 0 | 0 | 0 | 0 | 0
40 ≤ u < 70 | 0 | 0 | 0 | 0 | 0 | 0
5 ≤ u < 40 | 0 | 0 | 0 | 0 | 0 | 0
u < 5 | 0 | 0 | 0 | 0 | 0 | 0
Total | 0 | 0 | 0 | 0 | 0 | 0
MOI006(PT 6 MOINESTI)¦ meter SN:1009141000000724
Tensiune reziduală u% | Durata t ms |  |  |  |  | Total
| 10 < t ≤ 200 | 200 < t ≤ 500 | 500 < t ≤ 1000 | 1000 < t ≤ 5000 | 5000 < t ≤ 60000
80 ≤ u < 90 | 0 | 0 | 0 | 0 | 0 | 0
70 ≤ u < 80 | 0 | 0 | 0 | 0 | 0 | 0
40 ≤ u < 70 | 0 | 0 | 0 | 0 | 0 | 0
5 ≤ u < 40 | 0 | 0 | 0 | 0 | 0 | 0
u < 5 | 0 | 0 | 0 | 0 | 0 | 0
Total | 0 | 0 | 0 | 0 | 0 | 0
MOI007(PT 7 MOINESTI)¦ meter SN:1009141000000832
Tensiune reziduală u% | Durata t ms |  |  |  |  | Total
| 10 < t ≤ 200 | 200 < t ≤ 500 | 500 < t ≤ 1000 | 1000 < t ≤ 5000 | 5000 < t ≤ 60000
80 ≤ u < 90 | 0 | 0 | 0 | 0 | 0 | 0
70 ≤ u < 80 | 0 | 0 | 0 | 0 | 0 | 0
40 ≤ u < 70 | 0 | 0 | 0 | 0 | 0 | 0
5 ≤ u < 40 | 0 | 0 | 0 | 0 | 0 | 0
u < 5 | 0 | 0 | 0 | 0 | 0 | 0
Total | 0 | 0 | 0 | 0 | 0 | 0
MOI008(PT 8 MOINESTI)¦ meter SN:1009141000000730
Tensiune reziduală u% | Durata t ms |  |  |  |  | Total
| 10 < t ≤ 200 | 200 < t ≤ 500 | 500 < t ≤ 1000 | 1000 < t ≤ 5000 | 5000 < t ≤ 60000
80 ≤ u < 90 | 0 | 0 | 0 | 0 | 0 | 0
70 ≤ u < 80 | 0 | 0 | 0 | 0 | 0 | 0
40 ≤ u < 70 | 0 | 0 | 0 | 0 | 0 | 0
5 ≤ u < 40 | 0 | 0 | 0 | 0 | 0 | 0
u < 5 | 0 | 0 | 0 | 0 | 0 | 0
Total | 0 | 0 | 0 | 0 | 0 | 0
MOI009(PT 9 MOINESTI)¦ meter SN:1009141000000387
Tensiune reziduală u% | Durata t ms |  |  |  |  | Total
| 10 < t ≤ 200 | 200 < t ≤ 500 | 500 < t ≤ 1000 | 1000 < t ≤ 5000 | 5000 < t ≤ 60000
80 ≤ u < 90 | 0 | 0 | 0 | 0 | 0 | 0
70 ≤ u < 80 | 0 | 0 | 0 | 0 | 0 | 0
40 ≤ u < 70 | 0 | 0 | 0 | 0 | 0 | 0
5 ≤ u < 40 | 0 | 0 | 0 | 0 | 0 | 0
u < 5 | 0 | 0 | 0 | 0 | 0 | 0
Total | 0 | 0 | 0 | 0 | 0 | 0
MOI010(PTCZ 10 MOINESTI)¦ meter SN:1009141000001144
Tensiune reziduală u% | Durata t ms |  |  |  |  | Total
| 10 < t ≤ 200 | 200 < t ≤ 500 | 500 < t ≤ 1000 | 1000 < t ≤ 5000 | 5000 < t ≤ 60000
80 ≤ u < 90 | 0 | 0 | 0 | 0 | 0 | 0
70 ≤ u < 80 | 0 | 0 | 0 | 0 | 0 | 0
40 ≤ u < 70 | 0 | 0 | 0 | 0 | 0 | 0
5 ≤ u < 40 | 0 | 0 | 0 | 0 | 0 | 0
u < 5 | 0 | 0 | 0 | 0 | 0 | 0
Total | 0 | 0 | 0 | 0 | 0 | 0
MOI011(PTCZ 11 MOINESTI)¦ meter SN:1009141000000853
Tensiune reziduală u% | Durata t ms |  |  |  |  | Total
| 10 < t ≤ 200 | 200 < t ≤ 500 | 500 < t ≤ 1000 | 1000 < t ≤ 5000 | 5000 < t ≤ 60000
80 ≤ u < 90 | 0 | 0 | 0 | 0 | 0 | 0
70 ≤ u < 80 | 0 | 0 | 0 | 0 | 0 | 0
40 ≤ u < 70 | 0 | 0 | 0 | 0 | 0 | 0
5 ≤ u < 40 | 0 | 0 | 0 | 0 | 0 | 0
u < 5 | 0 | 0 | 0 | 0 | 0 | 0
Total | 0 | 0 | 0 | 0 | 0 | 0
MOI012(PT 12 MOINESTI)¦ meter SN:1009141000000753
Tensiune reziduală u% | Durata t ms |  |  |  |  | Total
| 10 < t ≤ 200 | 200 < t ≤ 500 | 500 < t ≤ 1000 | 1000 < t ≤ 5000 | 5000 < t ≤ 60000
80 ≤ u < 90 | 0 | 0 | 0 | 0 | 0 | 0
70 ≤ u < 80 | 0 | 0 | 0 | 0 | 0 | 0
40 ≤ u < 70 | 0 | 0 | 0 | 0 | 0 | 0
5 ≤ u < 40 | 0 | 0 | 0 | 0 | 0 | 0
u < 5 | 0 | 0 | 0 | 0 | 0 | 0
Total | 0 | 0 | 0 | 0 | 0 | 0
MOI013(PTCZ 13 MOINESTI)¦ meter SN:1009141000000867
Tensiune reziduală u% | Durata t ms |  |  |  |  | Total
| 10 < t ≤ 200 | 200 < t ≤ 500 | 500 < t ≤ 1000 | 1000 < t ≤ 5000 | 5000 < t ≤ 60000
80 ≤ u < 90 | 0 | 0 | 0 | 0 | 0 | 0
70 ≤ u < 80 | 0 | 0 | 0 | 0 | 0 | 0
40 ≤ u < 70 | 0 | 0 | 0 | 0 | 0 | 0
5 ≤ u < 40 | 0 | 0 | 0 | 0 | 0 | 0
u < 5 | 0 | 0 | 0 | 0 | 0 | 0
Total | 0 | 0 | 0 | 0 | 0 | 0
MOI015(PTA 15 MOINESTI)¦ meter SN:1009151000001427
Tensiune reziduală u% | Durata t ms |  |  |  |  | Total
| 10 < t ≤ 200 | 200 < t ≤ 500 | 500 < t ≤ 1000 | 1000 < t ≤ 5000 | 5000 < t ≤ 60000
80 ≤ u < 90 | 0 | 0 | 0 | 0 | 0 | 0
70 ≤ u < 80 | 0 | 0 | 0 | 0 | 0 | 0
40 ≤ u < 70 | 0 | 0 | 0 | 0 | 0 | 0
5 ≤ u < 40 | 0 | 0 | 0 | 0 | 0 | 0
u < 5 | 0 | 0 | 0 | 0 | 0 | 0
Total | 0 | 0 | 0 | 0 | 0 | 0
MOI016(PTA 16 MOINESTI)¦ meter SN:1009141000000493
Tensiune reziduală u% | Durata t ms |  |  |  |  | Total
| 10 < t ≤ 200 | 200 < t ≤ 500 | 500 < t ≤ 1000 | 1000 < t ≤ 5000 | 5000 < t ≤ 60000
80 ≤ u < 90 | 0 | 0 | 0 | 0 | 0 | 0
70 ≤ u < 80 | 0 | 0 | 0 | 0 | 0 | 0
40 ≤ u < 70 | 0 | 0 | 0 | 0 | 0 | 0
5 ≤ u < 40 | 0 | 0 | 0 | 0 | 0 | 0
u < 5 | 0 | 0 | 0 | 0 | 0 | 0
Total | 0 | 0 | 0 | 0 | 0 | 0
MOI017(PTA 17 MOINESTI)¦ meter SN:1009151000001535
Tensiune reziduală u% | Durata t ms |  |  |  |  | Total
| 10 < t ≤ 200 | 200 < t ≤ 500 | 500 < t ≤ 1000 | 1000 < t ≤ 5000 | 5000 < t ≤ 60000
80 ≤ u < 90 | 0 | 0 | 0 | 0 | 0 | 0
70 ≤ u < 80 | 0 | 0 | 0 | 0 | 0 | 0
40 ≤ u < 70 | 0 | 0 | 0 | 0 | 0 | 0
5 ≤ u < 40 | 0 | 0 | 0 | 0 | 0 | 0
u < 5 | 0 | 0 | 0 | 0 | 0 | 0
Total | 0 | 0 | 0 | 0 | 0 | 0
MOI019(PTA 19 MOINESTI)¦ meter SN:1009141000000543
Tensiune reziduală u% | Durata t ms |  |  |  |  | Total
| 10 < t ≤ 200 | 200 < t ≤ 500 | 500 < t ≤ 1000 | 1000 < t ≤ 5000 | 5000 < t ≤ 60000
80 ≤ u < 90 | 0 | 0 | 0 | 0 | 0 | 0
70 ≤ u < 80 | 0 | 0 | 0 | 0 | 0 | 0
40 ≤ u < 70 | 0 | 0 | 0 | 0 | 0 | 0
5 ≤ u < 40 | 0 | 0 | 0 | 0 | 0 | 0
u < 5 | 0 | 0 | 0 | 0 | 0 | 0
Total | 0 | 0 | 0 | 0 | 0 | 0
MOI021(PTA 21 MOINESTI)¦ meter SN:1009141000000743
Tensiune reziduală u% | Durata t ms |  |  |  |  | Total
| 10 < t ≤ 200 | 200 < t ≤ 500 | 500 < t ≤ 1000 | 1000 < t ≤ 5000 | 5000 < t ≤ 60000
80 ≤ u < 90 | 0 | 0 | 0 | 0 | 0 | 0
70 ≤ u < 80 | 0 | 0 | 0 | 0 | 0 | 0
40 ≤ u < 70 | 0 | 0 | 0 | 0 | 0 | 0
5 ≤ u < 40 | 0 | 0 | 0 | 0 | 0 | 0
u < 5 | 0 | 0 | 0 | 0 | 0 | 0
Total | 0 | 0 | 0 | 0 | 0 | 0
MOI022(PT 22 MOINESTI)¦ meter SN:1009151000001461
Tensiune reziduală u% | Durata t ms |  |  |  |  | Total
| 10 < t ≤ 200 | 200 < t ≤ 500 | 500 < t ≤ 1000 | 1000 < t ≤ 5000 | 5000 < t ≤ 60000
80 ≤ u < 90 | 0 | 0 | 0 | 0 | 0 | 0
70 ≤ u < 80 | 0 | 0 | 0 | 0 | 0 | 0
40 ≤ u < 70 | 0 | 0 | 0 | 0 | 0 | 0
5 ≤ u < 40 | 0 | 0 | 0 | 0 | 0 | 0
u < 5 | 0 | 0 | 0 | 0 | 0 | 0
Total | 0 | 0 | 0 | 0 | 0 | 0
MOI023(PTA 23 MOINESTI)¦ meter SN:1009141000001022
Tensiune reziduală u% | Durata t ms |  |  |  |  | Total
| 10 < t ≤ 200 | 200 < t ≤ 500 | 500 < t ≤ 1000 | 1000 < t ≤ 5000 | 5000 < t ≤ 60000
80 ≤ u < 90 | 0 | 0 | 0 | 0 | 0 | 0
70 ≤ u < 80 | 0 | 0 | 0 | 0 | 0 | 0
40 ≤ u < 70 | 0 | 0 | 0 | 0 | 0 | 0
5 ≤ u < 40 | 0 | 0 | 0 | 0 | 0 | 0
u < 5 | 0 | 0 | 0 | 0 | 0 | 0
Total | 0 | 0 | 0 | 0 | 0 | 0
MOI024(PTA 24 MOINESTI)¦ meter SN:1009141000000531
Tensiune reziduală u% | Durata t ms |  |  |  |  | Total
| 10 < t ≤ 200 | 200 < t ≤ 500 | 500 < t ≤ 1000 | 1000 < t ≤ 5000 | 5000 < t ≤ 60000
80 ≤ u < 90 | 0 | 0 | 0 | 0 | 0 | 0
70 ≤ u < 80 | 0 | 0 | 0 | 0 | 0 | 0
40 ≤ u < 70 | 0 | 0 | 0 | 0 | 0 | 0
5 ≤ u < 40 | 0 | 0 | 0 | 0 | 0 | 0
u < 5 | 0 | 0 | 0 | 0 | 0 | 0
Total | 0 | 0 | 0 | 0 | 0 | 0
MOI025(PTA 25 MOINESTI)¦ meter SN:1009141000000091
Tensiune reziduală u% | Durata t ms |  |  |  |  | Total
| 10 < t ≤ 200 | 200 < t ≤ 500 | 500 < t ≤ 1000 | 1000 < t ≤ 5000 | 5000 < t ≤ 60000
80 ≤ u < 90 | 0 | 0 | 0 | 0 | 0 | 0
70 ≤ u < 80 | 0 | 0 | 0 | 0 | 0 | 0
40 ≤ u < 70 | 0 | 0 | 0 | 0 | 0 | 0
5 ≤ u < 40 | 0 | 0 | 0 | 0 | 0 | 0
u < 5 | 0 | 0 | 0 | 0 | 0 | 0
Total | 0 | 0 | 0 | 0 | 0 | 0
MOI028(PT 28 MOINESTI)¦ meter SN:1009141000000991
Tensiune reziduală u% | Durata t ms |  |  |  |  | Total
| 10 < t ≤ 200 | 200 < t ≤ 500 | 500 < t ≤ 1000 | 1000 < t ≤ 5000 | 5000 < t ≤ 60000
80 ≤ u < 90 | 0 | 0 | 0 | 0 | 0 | 0
70 ≤ u < 80 | 0 | 0 | 0 | 0 | 0 | 0
40 ≤ u < 70 | 0 | 0 | 0 | 0 | 0 | 0
5 ≤ u < 40 | 0 | 0 | 0 | 0 | 0 | 0
u < 5 | 0 | 0 | 0 | 0 | 0 | 0
Total | 0 | 0 | 0 | 0 | 0 | 0
MOI029(PT 29 MOINESTI)¦ meter SN:1009141000001249
Tensiune reziduală u% | Durata t ms |  |  |  |  | Total
| 10 < t ≤ 200 | 200 < t ≤ 500 | 500 < t ≤ 1000 | 1000 < t ≤ 5000 | 5000 < t ≤ 60000
80 ≤ u < 90 | 0 | 0 | 0 | 0 | 0 | 0
70 ≤ u < 80 | 0 | 0 | 0 | 0 | 0 | 0
40 ≤ u < 70 | 0 | 0 | 0 | 0 | 0 | 0
5 ≤ u < 40 | 0 | 0 | 0 | 0 | 0 | 0
u < 5 | 0 | 0 | 0 | 0 | 0 | 0
Total | 0 | 0 | 0 | 0 | 0 | 0
MOI030(PT 30 MOINESTI)¦ meter SN:1009141000000924
Tensiune reziduală u% | Durata t ms |  |  |  |  | Total
| 10 < t ≤ 200 | 200 < t ≤ 500 | 500 < t ≤ 1000 | 1000 < t ≤ 5000 | 5000 < t ≤ 60000
80 ≤ u < 90 | 0 | 0 | 0 | 0 | 0 | 0
70 ≤ u < 80 | 0 | 0 | 0 | 0 | 0 | 0
40 ≤ u < 70 | 0 | 0 | 0 | 0 | 0 | 0
5 ≤ u < 40 | 0 | 0 | 0 | 0 | 0 | 0
u < 5 | 0 | 0 | 0 | 0 | 0 | 0
Total | 0 | 0 | 0 | 0 | 0 | 0
MOI032(PTCZ 32 MOINESTI)¦ meter SN:1009141000000234
Tensiune reziduală u% | Durata t ms |  |  |  |  | Total
| 10 < t ≤ 200 | 200 < t ≤ 500 | 500 < t ≤ 1000 | 1000 < t ≤ 5000 | 5000 < t ≤ 60000
80 ≤ u < 90 | 0 | 0 | 0 | 0 | 0 | 0
70 ≤ u < 80 | 0 | 0 | 0 | 0 | 0 | 0
40 ≤ u < 70 | 0 | 0 | 0 | 0 | 0 | 0
5 ≤ u < 40 | 0 | 0 | 0 | 0 | 0 | 0
u < 5 | 0 | 0 | 0 | 0 | 0 | 0
Total | 0 | 0 | 0 | 0 | 0 | 0
MOI033(PTCZ 33 MOINESTI)¦ meter SN:1009141000001179
Tensiune reziduală u% | Durata t ms |  |  |  |  | Total
| 10 < t ≤ 200 | 200 < t ≤ 500 | 500 < t ≤ 1000 | 1000 < t ≤ 5000 | 5000 < t ≤ 60000
80 ≤ u < 90 | 0 | 0 | 0 | 0 | 0 | 0
70 ≤ u < 80 | 0 | 0 | 0 | 0 | 0 | 0
40 ≤ u < 70 | 0 | 0 | 0 | 0 | 0 | 0
5 ≤ u < 40 | 0 | 0 | 0 | 0 | 0 | 0
u < 5 | 0 | 0 | 0 | 0 | 0 | 0
Total | 0 | 0 | 0 | 0 | 0 | 0
MOI034(PTA 34 MOINESTI)¦ meter SN:1009141000001171
Tensiune reziduală u% | Durata t ms |  |  |  |  | Total
| 10 < t ≤ 200 | 200 < t ≤ 500 | 500 < t ≤ 1000 | 1000 < t ≤ 5000 | 5000 < t ≤ 60000
80 ≤ u < 90 | 0 | 0 | 0 | 0 | 0 | 0
70 ≤ u < 80 | 0 | 0 | 0 | 0 | 0 | 0
40 ≤ u < 70 | 0 | 0 | 0 | 0 | 0 | 0
5 ≤ u < 40 | 0 | 0 | 0 | 0 | 0 | 0
u < 5 | 0 | 0 | 0 | 0 | 0 | 0
Total | 0 | 0 | 0 | 0 | 0 | 0
MOI036(PT 36 MOINESTI)¦ meter SN:1009141000000935
Tensiune reziduală u% | Durata t ms |  |  |  |  | Total
| 10 < t ≤ 200 | 200 < t ≤ 500 | 500 < t ≤ 1000 | 1000 < t ≤ 5000 | 5000 < t ≤ 60000
80 ≤ u < 90 | 0 | 0 | 0 | 0 | 0 | 0
70 ≤ u < 80 | 0 | 0 | 0 | 0 | 0 | 0
40 ≤ u < 70 | 0 | 0 | 0 | 0 | 0 | 0
5 ≤ u < 40 | 0 | 0 | 0 | 0 | 0 | 0
u < 5 | 0 | 0 | 0 | 0 | 0 | 0
Total | 0 | 0 | 0 | 0 | 0 | 0
MOI037(PTCZ 37 MOINESTI)¦ meter SN:1009141000000436
Tensiune reziduală u% | Durata t ms |  |  |  |  | Total
| 10 < t ≤ 200 | 200 < t ≤ 500 | 500 < t ≤ 1000 | 1000 < t ≤ 5000 | 5000 < t ≤ 60000
80 ≤ u < 90 | 0 | 0 | 0 | 0 | 0 | 0
70 ≤ u < 80 | 0 | 0 | 0 | 0 | 0 | 0
40 ≤ u < 70 | 0 | 0 | 0 | 0 | 0 | 0
5 ≤ u < 40 | 0 | 0 | 0 | 0 | 0 | 0
u < 5 | 0 | 0 | 0 | 0 | 0 | 0
Total | 0 | 0 | 0 | 0 | 0 | 0
MOI038(PTCZ 38 MOINESTI)¦ meter SN:1009141000001271
Tensiune reziduală u% | Durata t ms |  |  |  |  | Total
| 10 < t ≤ 200 | 200 < t ≤ 500 | 500 < t ≤ 1000 | 1000 < t ≤ 5000 | 5000 < t ≤ 60000
80 ≤ u < 90 | 0 | 0 | 0 | 0 | 0 | 0
70 ≤ u < 80 | 0 | 0 | 0 | 0 | 0 | 0
40 ≤ u < 70 | 0 | 0 | 0 | 0 | 0 | 0
5 ≤ u < 40 | 0 | 0 | 0 | 0 | 0 | 0
u < 5 | 0 | 0 | 0 | 0 | 0 | 0
Total | 0 | 0 | 0 | 0 | 0 | 0
MOI039(PTCZ 39 MOINESTI)¦ meter SN:1009141000001267
Tensiune reziduală u% | Durata t ms |  |  |  |  | Total
| 10 < t ≤ 200 | 200 < t ≤ 500 | 500 < t ≤ 1000 | 1000 < t ≤ 5000 | 5000 < t ≤ 60000
80 ≤ u < 90 | 0 | 0 | 0 | 0 | 0 | 0
70 ≤ u < 80 | 0 | 0 | 0 | 0 | 0 | 0
40 ≤ u < 70 | 0 | 0 | 0 | 0 | 0 | 0
5 ≤ u < 40 | 0 | 0 | 0 | 0 | 0 | 0
u < 5 | 0 | 0 | 0 | 0 | 0 | 0
Total | 0 | 0 | 0 | 0 | 0 | 0
MOI041(PT41 MOINESTI)¦ meter SN:1009141000001026
Tensiune reziduală u% | Durata t ms |  |  |  |  | Total
| 10 < t ≤ 200 | 200 < t ≤ 500 | 500 < t ≤ 1000 | 1000 < t ≤ 5000 | 5000 < t ≤ 60000
80 ≤ u < 90 | 0 | 0 | 0 | 0 | 0 | 0
70 ≤ u < 80 | 0 | 0 | 0 | 0 | 0 | 0
40 ≤ u < 70 | 0 | 0 | 0 | 0 | 0 | 0
5 ≤ u < 40 | 0 | 0 | 0 | 0 | 0 | 0
u < 5 | 0 | 0 | 0 | 0 | 0 | 0
Total | 0 | 0 | 0 | 0 | 0 | 0
MOI043(PTCZ 43 MOINESTI)¦ meter SN:1009141000000546
Tensiune reziduală u% | Durata t ms |  |  |  |  | Total
| 10 < t ≤ 200 | 200 < t ≤ 500 | 500 < t ≤ 1000 | 1000 < t ≤ 5000 | 5000 < t ≤ 60000
80 ≤ u < 90 | 0 | 0 | 0 | 0 | 0 | 0
70 ≤ u < 80 | 0 | 0 | 0 | 0 | 0 | 0
40 ≤ u < 70 | 0 | 0 | 0 | 0 | 0 | 0
5 ≤ u < 40 | 0 | 0 | 0 | 0 | 0 | 0
u < 5 | 0 | 0 | 0 | 0 | 0 | 0
Total | 0 | 0 | 0 | 0 | 0 | 0
MOI045(PT 45 MOINESTI)¦ meter SN:1009141000000528
Tensiune reziduală u% | Durata t ms |  |  |  |  | Total
| 10 < t ≤ 200 | 200 < t ≤ 500 | 500 < t ≤ 1000 | 1000 < t ≤ 5000 | 5000 < t ≤ 60000
80 ≤ u < 90 | 0 | 0 | 0 | 0 | 0 | 0
70 ≤ u < 80 | 0 | 0 | 0 | 0 | 0 | 0
40 ≤ u < 70 | 0 | 0 | 0 | 0 | 0 | 0
5 ≤ u < 40 | 0 | 0 | 0 | 0 | 0 | 0
u < 5 | 0 | 0 | 0 | 0 | 0 | 0
Total | 0 | 0 | 0 | 0 | 0 | 0
MOI049(PT 49 MOINESTI)¦ meter SN:1009141000000879
Tensiune reziduală u% | Durata t ms |  |  |  |  | Total
| 10 < t ≤ 200 | 200 < t ≤ 500 | 500 < t ≤ 1000 | 1000 < t ≤ 5000 | 5000 < t ≤ 60000
80 ≤ u < 90 | 0 | 0 | 0 | 0 | 0 | 0
70 ≤ u < 80 | 0 | 0 | 0 | 0 | 0 | 0
40 ≤ u < 70 | 0 | 0 | 0 | 0 | 0 | 0
5 ≤ u < 40 | 0 | 0 | 0 | 0 | 0 | 0
u < 5 | 0 | 0 | 0 | 0 | 0 | 0
Total | 0 | 0 | 0 | 0 | 0 | 0
PDRI01(PTA 1 PODURI)¦ meter SN:1009141000000116
Tensiune reziduală u% | Durata t ms |  |  |  |  | Total
| 10 < t ≤ 200 | 200 < t ≤ 500 | 500 < t ≤ 1000 | 1000 < t ≤ 5000 | 5000 < t ≤ 60000
80 ≤ u < 90 | 0 | 0 | 0 | 0 | 0 | 0
70 ≤ u < 80 | 0 | 0 | 0 | 0 | 0 | 0
40 ≤ u < 70 | 0 | 0 | 0 | 0 | 0 | 0
5 ≤ u < 40 | 0 | 0 | 0 | 0 | 0 | 0
u < 5 | 0 | 0 | 0 | 0 | 0 | 0
Total | 0 | 0 | 0 | 0 | 0 | 0
PDRI02(PTA 2 PODURI)¦ meter SN:1009141000000082
Tensiune reziduală u% | Durata t ms |  |  |  |  | Total
| 10 < t ≤ 200 | 200 < t ≤ 500 | 500 < t ≤ 1000 | 1000 < t ≤ 5000 | 5000 < t ≤ 60000
80 ≤ u < 90 | 0 | 0 | 0 | 0 | 0 | 0
70 ≤ u < 80 | 0 | 0 | 0 | 0 | 0 | 0
40 ≤ u < 70 | 0 | 0 | 0 | 0 | 0 | 0
5 ≤ u < 40 | 0 | 0 | 0 | 0 | 0 | 0
u < 5 | 0 | 0 | 0 | 0 | 0 | 0
Total | 0 | 0 | 0 | 0 | 0 | 0
PDRI03(PTA 3 PODURI)¦ meter SN:1009141000000119
Tensiune reziduală u% | Durata t ms |  |  |  |  | Total
| 10 < t ≤ 200 | 200 < t ≤ 500 | 500 < t ≤ 1000 | 1000 < t ≤ 5000 | 5000 < t ≤ 60000
80 ≤ u < 90 | 0 | 0 | 0 | 0 | 0 | 0
70 ≤ u < 80 | 0 | 0 | 0 | 0 | 0 | 0
40 ≤ u < 70 | 0 | 0 | 0 | 0 | 0 | 0
5 ≤ u < 40 | 0 | 0 | 0 | 0 | 0 | 0
u < 5 | 0 | 0 | 0 | 0 | 0 | 0
Total | 0 | 0 | 0 | 0 | 0 | 0
PDRI04(PTA 4 PODURI)¦ meter SN:1009141000000087
Tensiune reziduală u% | Durata t ms |  |  |  |  | Total
| 10 < t ≤ 200 | 200 < t ≤ 500 | 500 < t ≤ 1000 | 1000 < t ≤ 5000 | 5000 < t ≤ 60000
80 ≤ u < 90 | 0 | 0 | 0 | 0 | 0 | 0
70 ≤ u < 80 | 0 | 0 | 0 | 0 | 0 | 0
40 ≤ u < 70 | 0 | 0 | 0 | 0 | 0 | 0
5 ≤ u < 40 | 0 | 0 | 0 | 0 | 0 | 0
u < 5 | 0 | 0 | 0 | 0 | 0 | 0
Total | 0 | 0 | 0 | 0 | 0 | 0
PDRI06(PTA 6 PODURI)¦ meter SN:1009151000001616
Tensiune reziduală u% | Durata t ms |  |  |  |  | Total
| 10 < t ≤ 200 | 200 < t ≤ 500 | 500 < t ≤ 1000 | 1000 < t ≤ 5000 | 5000 < t ≤ 60000
80 ≤ u < 90 | 0 | 0 | 0 | 0 | 0 | 0
70 ≤ u < 80 | 0 | 0 | 0 | 0 | 0 | 0
40 ≤ u < 70 | 0 | 0 | 0 | 0 | 0 | 0
5 ≤ u < 40 | 0 | 0 | 0 | 0 | 0 | 0
u < 5 | 0 | 0 | 0 | 0 | 0 | 0
Total | 0 | 0 | 0 | 0 | 0 | 0
PDRI08(PTA 8 PODURI)¦ meter SN:1009141000000707
Tensiune reziduală u% | Durata t ms |  |  |  |  | Total
| 10 < t ≤ 200 | 200 < t ≤ 500 | 500 < t ≤ 1000 | 1000 < t ≤ 5000 | 5000 < t ≤ 60000
80 ≤ u < 90 | 0 | 0 | 0 | 0 | 0 | 0
70 ≤ u < 80 | 0 | 0 | 0 | 0 | 0 | 0
40 ≤ u < 70 | 0 | 0 | 0 | 0 | 0 | 0
5 ≤ u < 40 | 0 | 0 | 0 | 0 | 0 | 0
u < 5 | 0 | 0 | 0 | 0 | 0 | 0
Total | 0 | 0 | 0 | 0 | 0 | 0
PROH01(PTA 1 PROHOZESTI)¦ meter SN:1009141000000612
Tensiune reziduală u% | Durata t ms |  |  |  |  | Total
| 10 < t ≤ 200 | 200 < t ≤ 500 | 500 < t ≤ 1000 | 1000 < t ≤ 5000 | 5000 < t ≤ 60000
80 ≤ u < 90 | 0 | 0 | 0 | 0 | 0 | 0
70 ≤ u < 80 | 0 | 0 | 0 | 0 | 0 | 0
40 ≤ u < 70 | 0 | 0 | 0 | 0 | 0 | 0
5 ≤ u < 40 | 0 | 0 | 0 | 0 | 0 | 0
u < 5 | 0 | 0 | 0 | 0 | 0 | 0
Total | 0 | 0 | 0 | 0 | 0 | 0
PROH02(PTA 2 PROHOZESTI)¦ meter SN:1009141000001006
Tensiune reziduală u% | Durata t ms |  |  |  |  | Total
| 10 < t ≤ 200 | 200 < t ≤ 500 | 500 < t ≤ 1000 | 1000 < t ≤ 5000 | 5000 < t ≤ 60000
80 ≤ u < 90 | 0 | 0 | 0 | 0 | 0 | 0
70 ≤ u < 80 | 0 | 0 | 0 | 0 | 0 | 0
40 ≤ u < 70 | 0 | 0 | 0 | 0 | 0 | 0
5 ≤ u < 40 | 0 | 0 | 0 | 0 | 0 | 0
u < 5 | 0 | 0 | 0 | 0 | 0 | 0
Total | 0 | 0 | 0 | 0 | 0 | 0
VASS01(PTA 1 VALEA SOSII)¦ meter SN:1009141000000285
Tensiune reziduală u% | Durata t ms |  |  |  |  | Total
| 10 < t ≤ 200 | 200 < t ≤ 500 | 500 < t ≤ 1000 | 1000 < t ≤ 5000 | 5000 < t ≤ 60000
80 ≤ u < 90 | 0 | 0 | 0 | 0 | 0 | 0
70 ≤ u < 80 | 0 | 0 | 0 | 0 | 0 | 0
40 ≤ u < 70 | 0 | 0 | 0 | 0 | 0 | 0
5 ≤ u < 40 | 0 | 0 | 0 | 0 | 0 | 0
u < 5 | 0 | 0 | 0 | 0 | 0 | 0
Total | 0 | 0 | 0 | 0 | 0 | 0
VASS02(PTA 2 VALEA SOSII)¦ meter SN:1009141000000638
Tensiune reziduală u% | Durata t ms |  |  |  |  | Total
| 10 < t ≤ 200 | 200 < t ≤ 500 | 500 < t ≤ 1000 | 1000 < t ≤ 5000 | 5000 < t ≤ 60000
80 ≤ u < 90 | 0 | 0 | 0 | 0 | 0 | 0
70 ≤ u < 80 | 0 | 0 | 0 | 0 | 0 | 0
40 ≤ u < 70 | 0 | 0 | 0 | 0 | 0 | 0
5 ≤ u < 40 | 0 | 0 | 0 | 0 | 0 | 0
u < 5 | 0 | 0 | 0 | 0 | 0 | 0
Total | 0 | 0 | 0 | 0 | 0 | 0
VASS03(PTA 3 VALEA SOSII)¦ meter SN:1009141000001016
Tensiune reziduală u% | Durata t ms |  |  |  |  | Total
| 10 < t ≤ 200 | 200 < t ≤ 500 | 500 < t ≤ 1000 | 1000 < t ≤ 5000 | 5000 < t ≤ 60000
80 ≤ u < 90 | 0 | 0 | 0 | 0 | 0 | 0
70 ≤ u < 80 | 0 | 0 | 0 | 0 | 0 | 0
40 ≤ u < 70 | 0 | 0 | 0 | 0 | 0 | 0
5 ≤ u < 40 | 0 | 0 | 0 | 0 | 0 | 0
u < 5 | 0 | 0 | 0 | 0 | 0 | 0
Total | 0 | 0 | 0 | 0 | 0 | 0
VASS04(PTA 4 VALEA SOSII)¦ meter SN:1009141000000925
Tensiune reziduală u% | Durata t ms |  |  |  |  | Total
| 10 < t ≤ 200 | 200 < t ≤ 500 | 500 < t ≤ 1000 | 1000 < t ≤ 5000 | 5000 < t ≤ 60000
80 ≤ u < 90 | 0 | 0 | 0 | 0 | 0 | 0
70 ≤ u < 80 | 0 | 0 | 0 | 0 | 0 | 0
40 ≤ u < 70 | 0 | 0 | 0 | 0 | 0 | 0
5 ≤ u < 40 | 0 | 0 | 0 | 0 | 0 | 0
u < 5 | 0 | 0 | 0 | 0 | 0 | 0
Total | 0 | 0 | 0 | 0 | 0 | 0
IAZS01(PT IAZ 1)¦ meter SN:1009141000000611
Tensiune reziduală u% | Durata t ms |  |  |  |  | Total
| 10 < t ≤ 200 | 200 < t ≤ 500 | 500 < t ≤ 1000 | 1000 < t ≤ 5000 | 5000 < t ≤ 60000
80 ≤ u < 90 | 0 | 0 | 0 | 0 | 0 | 0
70 ≤ u < 80 | 0 | 0 | 0 | 0 | 0 | 0
40 ≤ u < 70 | 0 | 0 | 0 | 0 | 0 | 0
5 ≤ u < 40 | 0 | 0 | 0 | 0 | 0 | 0
u < 5 | 0 | 0 | 0 | 0 | 0 | 0
Total | 0 | 0 | 0 | 0 | 0 | 0
PETS01(PT PETRICICA 1)¦ meter SN:1009141000001202
Tensiune reziduală u% | Durata t ms |  |  |  |  | Total
| 10 < t ≤ 200 | 200 < t ≤ 500 | 500 < t ≤ 1000 | 1000 < t ≤ 5000 | 5000 < t ≤ 60000
80 ≤ u < 90 | 0 | 0 | 0 | 0 | 0 | 0
70 ≤ u < 80 | 0 | 0 | 0 | 0 | 0 | 0
40 ≤ u < 70 | 0 | 0 | 0 | 0 | 0 | 0
5 ≤ u < 40 | 0 | 0 | 0 | 0 | 0 | 0
u < 5 | 0 | 0 | 0 | 0 | 0 | 0
Total | 0 | 0 | 0 | 0 | 0 | 0
PETS02(PT PETRICICA 2)¦ meter SN:1009141000000548
Tensiune reziduală u% | Durata t ms |  |  |  |  | Total
| 10 < t ≤ 200 | 200 < t ≤ 500 | 500 < t ≤ 1000 | 1000 < t ≤ 5000 | 5000 < t ≤ 60000
80 ≤ u < 90 | 0 | 0 | 0 | 0 | 0 | 0
70 ≤ u < 80 | 0 | 0 | 0 | 0 | 0 | 0
40 ≤ u < 70 | 0 | 0 | 0 | 0 | 0 | 0
5 ≤ u < 40 | 0 | 0 | 0 | 0 | 0 | 0
u < 5 | 0 | 0 | 0 | 0 | 0 | 0
Total | 0 | 0 | 0 | 0 | 0 | 0
RCTS01(PT RACHITISU 1)¦ meter SN:1009151000001479
Tensiune reziduală u% | Durata t ms |  |  |  |  | Total
| 10 < t ≤ 200 | 200 < t ≤ 500 | 500 < t ≤ 1000 | 1000 < t ≤ 5000 | 5000 < t ≤ 60000
80 ≤ u < 90 | 0 | 0 | 0 | 0 | 0 | 0
70 ≤ u < 80 | 0 | 0 | 0 | 0 | 0 | 0
40 ≤ u < 70 | 0 | 0 | 0 | 0 | 0 | 0
5 ≤ u < 40 | 0 | 0 | 0 | 0 | 0 | 0
u < 5 | 0 | 0 | 0 | 0 | 0 | 0
Total | 0 | 0 | 0 | 0 | 0 | 0
RCTS02(PT RACHITISU 2)¦ meter SN:1009151000001584
Tensiune reziduală u% | Durata t ms |  |  |  |  | Total
| 10 < t ≤ 200 | 200 < t ≤ 500 | 500 < t ≤ 1000 | 1000 < t ≤ 5000 | 5000 < t ≤ 60000
80 ≤ u < 90 | 0 | 0 | 0 | 0 | 0 | 0
70 ≤ u < 80 | 0 | 0 | 0 | 0 | 0 | 0
40 ≤ u < 70 | 0 | 0 | 0 | 0 | 0 | 0
5 ≤ u < 40 | 0 | 0 | 0 | 0 | 0 | 0
u < 5 | 0 | 0 | 0 | 0 | 0 | 0
Total | 0 | 0 | 0 | 0 | 0 | 0
FRMB01(PTA 1 FRUMOASA)¦ meter SN:1009151000002031
Tensiune reziduală u% | Durata t ms |  |  |  |  | Total
| 10 < t ≤ 200 | 200 < t ≤ 500 | 500 < t ≤ 1000 | 1000 < t ≤ 5000 | 5000 < t ≤ 60000
80 ≤ u < 90 | 0 | 0 | 0 | 0 | 0 | 0
70 ≤ u < 80 | 0 | 0 | 0 | 0 | 0 | 0
40 ≤ u < 70 | 0 | 0 | 0 | 0 | 0 | 0
5 ≤ u < 40 | 0 | 0 | 0 | 0 | 0 | 0
u < 5 | 0 | 0 | 0 | 0 | 0 | 0
Total | 0 | 0 | 0 | 0 | 0 | 0
FRMB03(PTA 3 FRUMOASA)¦ meter SN:1009151000002437
Tensiune reziduală u% | Durata t ms |  |  |  |  | Total
| 10 < t ≤ 200 | 200 < t ≤ 500 | 500 < t ≤ 1000 | 1000 < t ≤ 5000 | 5000 < t ≤ 60000
80 ≤ u < 90 | 0 | 0 | 0 | 0 | 0 | 0
70 ≤ u < 80 | 0 | 0 | 0 | 0 | 0 | 0
40 ≤ u < 70 | 0 | 0 | 0 | 0 | 0 | 0
5 ≤ u < 40 | 0 | 0 | 0 | 0 | 0 | 0
u < 5 | 0 | 0 | 0 | 0 | 0 | 0
Total | 0 | 0 | 0 | 0 | 0 | 0
FRMB06(PTA 6 FRUMOASA)¦ meter SN:1009151000002399
Tensiune reziduală u% | Durata t ms |  |  |  |  | Total
| 10 < t ≤ 200 | 200 < t ≤ 500 | 500 < t ≤ 1000 | 1000 < t ≤ 5000 | 5000 < t ≤ 60000
80 ≤ u < 90 | 0 | 0 | 0 | 0 | 0 | 0
70 ≤ u < 80 | 0 | 0 | 0 | 0 | 0 | 0
40 ≤ u < 70 | 0 | 0 | 0 | 0 | 0 | 0
5 ≤ u < 40 | 0 | 0 | 0 | 0 | 0 | 0
u < 5 | 0 | 0 | 0 | 0 | 0 | 0
Total | 0 | 0 | 0 | 0 | 0 | 0
NGRN01(PTA 1 NEGRENI)¦ meter SN:1009151000001463
Tensiune reziduală u% | Durata t ms |  |  |  |  | Total
| 10 < t ≤ 200 | 200 < t ≤ 500 | 500 < t ≤ 1000 | 1000 < t ≤ 5000 | 5000 < t ≤ 60000
80 ≤ u < 90 | 0 | 0 | 0 | 0 | 0 | 0
70 ≤ u < 80 | 0 | 0 | 0 | 0 | 0 | 0
40 ≤ u < 70 | 0 | 0 | 0 | 0 | 0 | 0
5 ≤ u < 40 | 0 | 0 | 0 | 0 | 0 | 0
u < 5 | 0 | 0 | 0 | 0 | 0 | 0
Total | 0 | 0 | 0 | 0 | 0 | 0
ZEME01(PTA 1 ZEMES)¦ meter SN:1009141000000884
Tensiune reziduală u% | Durata t ms |  |  |  |  | Total
| 10 < t ≤ 200 | 200 < t ≤ 500 | 500 < t ≤ 1000 | 1000 < t ≤ 5000 | 5000 < t ≤ 60000
80 ≤ u < 90 | 0 | 0 | 0 | 0 | 0 | 0
70 ≤ u < 80 | 0 | 0 | 0 | 0 | 0 | 0
40 ≤ u < 70 | 0 | 0 | 0 | 0 | 0 | 0
5 ≤ u < 40 | 0 | 0 | 0 | 0 | 0 | 0
u < 5 | 0 | 0 | 0 | 0 | 0 | 0
Total | 0 | 0 | 0 | 0 | 0 | 0
ZEME02(PTA 2 ZEMES)¦ meter SN:1009141000000488
Tensiune reziduală u% | Durata t ms |  |  |  |  | Total
| 10 < t ≤ 200 | 200 < t ≤ 500 | 500 < t ≤ 1000 | 1000 < t ≤ 5000 | 5000 < t ≤ 60000
80 ≤ u < 90 | 0 | 0 | 0 | 0 | 0 | 0
70 ≤ u < 80 | 0 | 0 | 0 | 0 | 0 | 0
40 ≤ u < 70 | 0 | 0 | 0 | 0 | 0 | 0
5 ≤ u < 40 | 0 | 0 | 0 | 0 | 0 | 0
u < 5 | 0 | 0 | 0 | 0 | 0 | 0
Total | 0 | 0 | 0 | 0 | 0 | 0
ZEME03(PTA 3 ZEMES)¦ meter SN:1009141000000714
Tensiune reziduală u% | Durata t ms |  |  |  |  | Total
| 10 < t ≤ 200 | 200 < t ≤ 500 | 500 < t ≤ 1000 | 1000 < t ≤ 5000 | 5000 < t ≤ 60000
80 ≤ u < 90 | 0 | 0 | 0 | 0 | 0 | 0
70 ≤ u < 80 | 0 | 0 | 0 | 0 | 0 | 0
40 ≤ u < 70 | 0 | 0 | 0 | 0 | 0 | 0
5 ≤ u < 40 | 0 | 0 | 0 | 0 | 0 | 0
u < 5 | 0 | 0 | 0 | 0 | 0 | 0
Total | 0 | 0 | 0 | 0 | 0 | 0
ZEME04(PTA 4 ZEMES)¦ meter SN:1009141000000988
Tensiune reziduală u% | Durata t ms |  |  |  |  | Total
| 10 < t ≤ 200 | 200 < t ≤ 500 | 500 < t ≤ 1000 | 1000 < t ≤ 5000 | 5000 < t ≤ 60000
80 ≤ u < 90 | 0 | 0 | 0 | 0 | 0 | 0
70 ≤ u < 80 | 0 | 0 | 0 | 0 | 0 | 0
40 ≤ u < 70 | 0 | 0 | 0 | 0 | 0 | 0
5 ≤ u < 40 | 0 | 0 | 0 | 0 | 0 | 0
u < 5 | 0 | 0 | 0 | 0 | 0 | 0
Total | 0 | 0 | 0 | 0 | 0 | 0
ZEME05(PTA 5 ZEMES)¦ meter SN:1009141000000754
Tensiune reziduală u% | Durata t ms |  |  |  |  | Total
| 10 < t ≤ 200 | 200 < t ≤ 500 | 500 < t ≤ 1000 | 1000 < t ≤ 5000 | 5000 < t ≤ 60000
80 ≤ u < 90 | 0 | 0 | 0 | 0 | 0 | 0
70 ≤ u < 80 | 0 | 0 | 0 | 0 | 0 | 0
40 ≤ u < 70 | 0 | 0 | 0 | 0 | 0 | 0
5 ≤ u < 40 | 0 | 0 | 0 | 0 | 0 | 0
u < 5 | 0 | 0 | 0 | 0 | 0 | 0
Total | 0 | 0 | 0 | 0 | 0 | 0
ZEME06(PTCZ CLUB ZEMES)¦ meter SN:1009141000000289
Tensiune reziduală u% | Durata t ms |  |  |  |  | Total
| 10 < t ≤ 200 | 200 < t ≤ 500 | 500 < t ≤ 1000 | 1000 < t ≤ 5000 | 5000 < t ≤ 60000
80 ≤ u < 90 | 0 | 0 | 0 | 0 | 0 | 0
70 ≤ u < 80 | 0 | 0 | 0 | 0 | 0 | 0
40 ≤ u < 70 | 0 | 0 | 0 | 0 | 0 | 0
5 ≤ u < 40 | 0 | 0 | 0 | 0 | 0 | 0
u < 5 | 0 | 0 | 0 | 0 | 0 | 0
Total | 0 | 0 | 0 | 0 | 0 | 0
ZEME07(PTA COLONIE ZEMES)¦ meter SN:1009141000000187
Tensiune reziduală u% | Durata t ms |  |  |  |  | Total
| 10 < t ≤ 200 | 200 < t ≤ 500 | 500 < t ≤ 1000 | 1000 < t ≤ 5000 | 5000 < t ≤ 60000
80 ≤ u < 90 | 0 | 0 | 0 | 0 | 0 | 0
70 ≤ u < 80 | 0 | 0 | 0 | 0 | 0 | 0
40 ≤ u < 70 | 0 | 0 | 0 | 0 | 0 | 0
5 ≤ u < 40 | 0 | 0 | 0 | 0 | 0 | 0
u < 5 | 0 | 0 | 0 | 0 | 0 | 0
Total | 0 | 0 | 0 | 0 | 0 | 0

## BT10(BOTOSANI)
BT0009(PTA C9 BOTOSANI)¦ meter SN:1702234122646061
Tensiune reziduală u% | Durata t ms |  |  |  |  | Total
| 10 < t ≤ 200 | 200 < t ≤ 500 | 500 < t ≤ 1000 | 1000 < t ≤ 5000 | 5000 < t ≤ 60000
80 ≤ u < 90 | 0 | 0 | 0 | 0 | 0 | 0
70 ≤ u < 80 | 0 | 0 | 0 | 0 | 0 | 0
40 ≤ u < 70 | 0 | 0 | 0 | 0 | 0 | 0
5 ≤ u < 40 | 0 | 0 | 0 | 0 | 0 | 0
u < 5 | 0 | 0 | 0 | 0 | 0 | 0
Total | 0 | 0 | 0 | 0 | 0 | 0
BT0010(PTA C10 BOTOSANI)¦ meter SN:1702434125831789
Tensiune reziduală u% | Durata t ms |  |  |  |  | Total
| 10 < t ≤ 200 | 200 < t ≤ 500 | 500 < t ≤ 1000 | 1000 < t ≤ 5000 | 5000 < t ≤ 60000
80 ≤ u < 90 | 0 | 0 | 0 | 1 | 0 | 1
70 ≤ u < 80 | 0 | 0 | 0 | 0 | 0 | 0
40 ≤ u < 70 | 0 | 0 | 0 | 0 | 0 | 0
5 ≤ u < 40 | 0 | 0 | 0 | 0 | 0 | 0
u < 5 | 0 | 0 | 0 | 0 | 0 | 0
Total | 0 | 0 | 0 | 1 | 0 | 1
BT0012(PTM C12 BOTOSANI)¦ meter SN:1702234122711097
Tensiune reziduală u% | Durata t ms |  |  |  |  | Total
| 10 < t ≤ 200 | 200 < t ≤ 500 | 500 < t ≤ 1000 | 1000 < t ≤ 5000 | 5000 < t ≤ 60000
80 ≤ u < 90 | 0 | 0 | 0 | 1 | 0 | 1
70 ≤ u < 80 | 0 | 0 | 0 | 0 | 0 | 0
40 ≤ u < 70 | 0 | 0 | 0 | 0 | 0 | 0
5 ≤ u < 40 | 0 | 0 | 0 | 0 | 0 | 0
u < 5 | 0 | 0 | 0 | 0 | 0 | 0
Total | 0 | 0 | 0 | 1 | 0 | 1
BT0014(PTA C14 BOTOSANI)¦ meter SN:1702234122646057
Tensiune reziduală u% | Durata t ms |  |  |  |  | Total
| 10 < t ≤ 200 | 200 < t ≤ 500 | 500 < t ≤ 1000 | 1000 < t ≤ 5000 | 5000 < t ≤ 60000
80 ≤ u < 90 | 0 | 0 | 0 | 0 | 0 | 0
70 ≤ u < 80 | 0 | 0 | 0 | 0 | 0 | 0
40 ≤ u < 70 | 0 | 0 | 0 | 0 | 0 | 0
5 ≤ u < 40 | 0 | 0 | 0 | 0 | 0 | 0
u < 5 | 0 | 0 | 0 | 0 | 0 | 0
Total | 0 | 0 | 0 | 0 | 0 | 0
BT1511(PTCZ 1511 BOTOSANI)¦ meter SN:1702434125831790
Tensiune reziduală u% | Durata t ms |  |  |  |  | Total
| 10 < t ≤ 200 | 200 < t ≤ 500 | 500 < t ≤ 1000 | 1000 < t ≤ 5000 | 5000 < t ≤ 60000
80 ≤ u < 90 | 0 | 0 | 0 | 0 | 0 | 0
70 ≤ u < 80 | 0 | 0 | 0 | 0 | 0 | 0
40 ≤ u < 70 | 0 | 0 | 0 | 0 | 0 | 0
5 ≤ u < 40 | 0 | 0 | 0 | 0 | 0 | 0
u < 5 | 0 | 0 | 0 | 0 | 0 | 0
Total | 0 | 0 | 0 | 0 | 0 | 0
BT1515(PTCZ 1515 BOTOSANI)¦ meter SN:1009141000000901
Tensiune reziduală u% | Durata t ms |  |  |  |  | Total
| 10 < t ≤ 200 | 200 < t ≤ 500 | 500 < t ≤ 1000 | 1000 < t ≤ 5000 | 5000 < t ≤ 60000
80 ≤ u < 90 | 0 | 0 | 0 | 0 | 0 | 0
70 ≤ u < 80 | 0 | 0 | 0 | 0 | 0 | 0
40 ≤ u < 70 | 0 | 0 | 0 | 0 | 0 | 0
5 ≤ u < 40 | 0 | 0 | 0 | 0 | 0 | 0
u < 5 | 0 | 0 | 0 | 0 | 0 | 0
Total | 0 | 0 | 0 | 0 | 0 | 0
BT3815(PTA CIRESOAIA BOTOSANI)¦ meter SN:1702334123717721
Tensiune reziduală u% | Durata t ms |  |  |  |  | Total
| 10 < t ≤ 200 | 200 < t ≤ 500 | 500 < t ≤ 1000 | 1000 < t ≤ 5000 | 5000 < t ≤ 60000
80 ≤ u < 90 | 0 | 0 | 0 | 3 | 0 | 3
70 ≤ u < 80 | 0 | 0 | 0 | 0 | 0 | 0
40 ≤ u < 70 | 0 | 0 | 0 | 0 | 0 | 0
5 ≤ u < 40 | 0 | 0 | 0 | 0 | 0 | 0
u < 5 | 0 | 0 | 0 | 0 | 0 | 0
Total | 0 | 0 | 0 | 3 | 0 | 3
BT0155(PTAB 15 E BOTOSANI)¦ meter SN:1702434126423120
Tensiune reziduală u% | Durata t ms |  |  |  |  | Total
| 10 < t ≤ 200 | 200 < t ≤ 500 | 500 < t ≤ 1000 | 1000 < t ≤ 5000 | 5000 < t ≤ 60000
80 ≤ u < 90 | 0 | 0 | 0 | 0 | 0 | 0
70 ≤ u < 80 | 0 | 0 | 0 | 0 | 0 | 0
40 ≤ u < 70 | 0 | 0 | 0 | 0 | 0 | 0
5 ≤ u < 40 | 0 | 0 | 0 | 0 | 0 | 0
u < 5 | 0 | 0 | 0 | 0 | 0 | 0
Total | 0 | 0 | 0 | 0 | 0 | 0
BT0161(PTM 16 A BOTOSANI)¦ meter SN:1702234122711110
Tensiune reziduală u% | Durata t ms |  |  |  |  | Total
| 10 < t ≤ 200 | 200 < t ≤ 500 | 500 < t ≤ 1000 | 1000 < t ≤ 5000 | 5000 < t ≤ 60000
80 ≤ u < 90 | 0 | 0 | 0 | 0 | 0 | 0
70 ≤ u < 80 | 0 | 0 | 0 | 0 | 0 | 0
40 ≤ u < 70 | 0 | 0 | 0 | 0 | 0 | 0
5 ≤ u < 40 | 0 | 0 | 0 | 0 | 0 | 0
u < 5 | 0 | 0 | 0 | 0 | 0 | 0
Total | 0 | 0 | 0 | 0 | 0 | 0
BT0163(PTAB 16C BOTOSANI)¦ meter SN:1702234122711111
Tensiune reziduală u% | Durata t ms |  |  |  |  | Total
| 10 < t ≤ 200 | 200 < t ≤ 500 | 500 < t ≤ 1000 | 1000 < t ≤ 5000 | 5000 < t ≤ 60000
80 ≤ u < 90 | 0 | 0 | 0 | 2 | 0 | 2
70 ≤ u < 80 | 0 | 0 | 0 | 0 | 0 | 0
40 ≤ u < 70 | 0 | 0 | 0 | 0 | 0 | 0
5 ≤ u < 40 | 0 | 0 | 0 | 0 | 0 | 0
u < 5 | 0 | 0 | 0 | 0 | 0 | 0
Total | 0 | 0 | 0 | 2 | 0 | 2
BT1211(PTAB 1211 BOTOSANI)¦ meter SN:1702234122711094
Tensiune reziduală u% | Durata t ms |  |  |  |  | Total
| 10 < t ≤ 200 | 200 < t ≤ 500 | 500 < t ≤ 1000 | 1000 < t ≤ 5000 | 5000 < t ≤ 60000
80 ≤ u < 90 | 0 | 0 | 0 | 0 | 0 | 0
70 ≤ u < 80 | 0 | 0 | 0 | 0 | 0 | 0
40 ≤ u < 70 | 0 | 0 | 0 | 0 | 0 | 0
5 ≤ u < 40 | 0 | 0 | 0 | 0 | 0 | 0
u < 5 | 0 | 0 | 0 | 0 | 0 | 0
Total | 0 | 0 | 0 | 0 | 0 | 0
BT1316(PTCZ 1316 BOTOSANI)¦ meter SN:1702234122646067
Tensiune reziduală u% | Durata t ms |  |  |  |  | Total
| 10 < t ≤ 200 | 200 < t ≤ 500 | 500 < t ≤ 1000 | 1000 < t ≤ 5000 | 5000 < t ≤ 60000
80 ≤ u < 90 | 0 | 0 | 0 | 0 | 0 | 0
70 ≤ u < 80 | 0 | 0 | 0 | 0 | 0 | 0
40 ≤ u < 70 | 0 | 0 | 0 | 0 | 0 | 0
5 ≤ u < 40 | 0 | 0 | 0 | 0 | 0 | 0
u < 5 | 0 | 0 | 0 | 0 | 0 | 0
Total | 0 | 0 | 0 | 0 | 0 | 0
BT1504(PTM 1504 BOTOSANI)¦ meter SN:1702234122711107
Tensiune reziduală u% | Durata t ms |  |  |  |  | Total
| 10 < t ≤ 200 | 200 < t ≤ 500 | 500 < t ≤ 1000 | 1000 < t ≤ 5000 | 5000 < t ≤ 60000
80 ≤ u < 90 | 0 | 0 | 0 | 3 | 13 | 16
70 ≤ u < 80 | 0 | 0 | 0 | 0 | 0 | 0
40 ≤ u < 70 | 0 | 0 | 0 | 0 | 0 | 0
5 ≤ u < 40 | 0 | 0 | 0 | 0 | 0 | 0
u < 5 | 0 | 0 | 0 | 0 | 0 | 0
Total | 0 | 0 | 0 | 3 | 13 | 16
BT1508(PTCZ 1508 BOTOSANI)¦ meter SN:1702234122646071
Tensiune reziduală u% | Durata t ms |  |  |  |  | Total
| 10 < t ≤ 200 | 200 < t ≤ 500 | 500 < t ≤ 1000 | 1000 < t ≤ 5000 | 5000 < t ≤ 60000
80 ≤ u < 90 | 0 | 0 | 0 | 0 | 0 | 0
70 ≤ u < 80 | 0 | 0 | 0 | 0 | 0 | 0
40 ≤ u < 70 | 0 | 0 | 0 | 0 | 0 | 0
5 ≤ u < 40 | 0 | 0 | 0 | 0 | 0 | 0
u < 5 | 0 | 0 | 0 | 0 | 0 | 0
Total | 0 | 0 | 0 | 0 | 0 | 0
BT1509(PT 1509 BOTOSANI)¦ meter SN:1702334123717720
Tensiune reziduală u% | Durata t ms |  |  |  |  | Total
| 10 < t ≤ 200 | 200 < t ≤ 500 | 500 < t ≤ 1000 | 1000 < t ≤ 5000 | 5000 < t ≤ 60000
80 ≤ u < 90 | 0 | 0 | 0 | 0 | 0 | 0
70 ≤ u < 80 | 0 | 0 | 0 | 0 | 0 | 0
40 ≤ u < 70 | 0 | 0 | 0 | 0 | 0 | 0
5 ≤ u < 40 | 0 | 0 | 0 | 0 | 0 | 0
u < 5 | 0 | 0 | 0 | 0 | 0 | 0
Total | 0 | 0 | 0 | 0 | 0 | 0
BT1510(PTCZ 1510 BOTOSANI)¦ meter SN:1702334123717726
Tensiune reziduală u% | Durata t ms |  |  |  |  | Total
| 10 < t ≤ 200 | 200 < t ≤ 500 | 500 < t ≤ 1000 | 1000 < t ≤ 5000 | 5000 < t ≤ 60000
80 ≤ u < 90 | 0 | 0 | 0 | 1 | 0 | 1
70 ≤ u < 80 | 0 | 0 | 0 | 0 | 0 | 0
40 ≤ u < 70 | 0 | 0 | 0 | 0 | 0 | 0
5 ≤ u < 40 | 0 | 0 | 0 | 0 | 0 | 0
u < 5 | 0 | 0 | 0 | 0 | 0 | 0
Total | 0 | 0 | 0 | 1 | 0 | 1
BT1603(PTCZ 1603 BOTOSANI)¦ meter SN:1702234122646068
Tensiune reziduală u% | Durata t ms |  |  |  |  | Total
| 10 < t ≤ 200 | 200 < t ≤ 500 | 500 < t ≤ 1000 | 1000 < t ≤ 5000 | 5000 < t ≤ 60000
80 ≤ u < 90 | 0 | 0 | 0 | 0 | 0 | 0
70 ≤ u < 80 | 0 | 0 | 0 | 0 | 0 | 0
40 ≤ u < 70 | 0 | 0 | 0 | 0 | 0 | 0
5 ≤ u < 40 | 0 | 0 | 0 | 0 | 0 | 0
u < 5 | 0 | 0 | 0 | 0 | 0 | 0
Total | 0 | 0 | 0 | 0 | 0 | 0
BT1604(PTCZ 1604 BOTOSANI)¦ meter SN:1702234122711093
Tensiune reziduală u% | Durata t ms |  |  |  |  | Total
| 10 < t ≤ 200 | 200 < t ≤ 500 | 500 < t ≤ 1000 | 1000 < t ≤ 5000 | 5000 < t ≤ 60000
80 ≤ u < 90 | 0 | 0 | 0 | 0 | 0 | 0
70 ≤ u < 80 | 0 | 0 | 0 | 0 | 0 | 0
40 ≤ u < 70 | 0 | 0 | 0 | 0 | 0 | 0
5 ≤ u < 40 | 0 | 0 | 0 | 0 | 0 | 0
u < 5 | 0 | 0 | 0 | 0 | 0 | 0
Total | 0 | 0 | 0 | 0 | 0 | 0
BT1606(PTM 1606 BOTOSANI)¦ meter SN:1702434127045296
Tensiune reziduală u% | Durata t ms |  |  |  |  | Total
| 10 < t ≤ 200 | 200 < t ≤ 500 | 500 < t ≤ 1000 | 1000 < t ≤ 5000 | 5000 < t ≤ 60000
80 ≤ u < 90 | 0 | 0 | 0 | 0 | 0 | 0
70 ≤ u < 80 | 0 | 0 | 0 | 0 | 0 | 0
40 ≤ u < 70 | 0 | 0 | 0 | 0 | 0 | 0
5 ≤ u < 40 | 0 | 0 | 0 | 0 | 0 | 0
u < 5 | 0 | 0 | 0 | 0 | 0 | 0
Total | 0 | 0 | 0 | 0 | 0 | 0
BT1607(PTM 1607 BOTOSANI)¦ meter SN:1702334123717716
Tensiune reziduală u% | Durata t ms |  |  |  |  | Total
| 10 < t ≤ 200 | 200 < t ≤ 500 | 500 < t ≤ 1000 | 1000 < t ≤ 5000 | 5000 < t ≤ 60000
80 ≤ u < 90 | 0 | 0 | 0 | 0 | 0 | 0
70 ≤ u < 80 | 0 | 0 | 0 | 0 | 0 | 0
40 ≤ u < 70 | 0 | 0 | 0 | 0 | 0 | 0
5 ≤ u < 40 | 0 | 0 | 0 | 0 | 0 | 0
u < 5 | 0 | 0 | 0 | 0 | 0 | 0
Total | 0 | 0 | 0 | 0 | 0 | 0
BT1609(PTAV 1609 BOTOSANI)¦ meter SN:1702334123717715
Tensiune reziduală u% | Durata t ms |  |  |  |  | Total
| 10 < t ≤ 200 | 200 < t ≤ 500 | 500 < t ≤ 1000 | 1000 < t ≤ 5000 | 5000 < t ≤ 60000
80 ≤ u < 90 | 0 | 0 | 0 | 0 | 0 | 0
70 ≤ u < 80 | 0 | 0 | 0 | 0 | 0 | 0
40 ≤ u < 70 | 0 | 0 | 0 | 0 | 0 | 0
5 ≤ u < 40 | 0 | 0 | 0 | 0 | 0 | 0
u < 5 | 0 | 0 | 0 | 0 | 0 | 0
Total | 0 | 0 | 0 | 0 | 0 | 0
BT1610(PTCZ 1610 BOTOSANI)¦ meter SN:1702434126423117
Tensiune reziduală u% | Durata t ms |  |  |  |  | Total
| 10 < t ≤ 200 | 200 < t ≤ 500 | 500 < t ≤ 1000 | 1000 < t ≤ 5000 | 5000 < t ≤ 60000
80 ≤ u < 90 | 0 | 0 | 0 | 0 | 0 | 0
70 ≤ u < 80 | 0 | 0 | 0 | 0 | 0 | 0
40 ≤ u < 70 | 0 | 0 | 0 | 0 | 0 | 0
5 ≤ u < 40 | 0 | 0 | 0 | 0 | 0 | 0
u < 5 | 0 | 0 | 0 | 0 | 0 | 0
Total | 0 | 0 | 0 | 0 | 0 | 0
BT1611(PTM 1611 BOTOSANI)¦ meter SN:1702234122646066
Tensiune reziduală u% | Durata t ms |  |  |  |  | Total
| 10 < t ≤ 200 | 200 < t ≤ 500 | 500 < t ≤ 1000 | 1000 < t ≤ 5000 | 5000 < t ≤ 60000
80 ≤ u < 90 | 0 | 0 | 0 | 2 | 0 | 2
70 ≤ u < 80 | 0 | 0 | 0 | 0 | 0 | 0
40 ≤ u < 70 | 0 | 0 | 0 | 0 | 0 | 0
5 ≤ u < 40 | 0 | 0 | 0 | 0 | 0 | 0
u < 5 | 0 | 0 | 0 | 0 | 0 | 0
Total | 0 | 0 | 0 | 2 | 0 | 2
BT1707(PCZT 1707 BOTOSANI)¦ meter SN:1702334125532616
Tensiune reziduală u% | Durata t ms |  |  |  |  | Total
| 10 < t ≤ 200 | 200 < t ≤ 500 | 500 < t ≤ 1000 | 1000 < t ≤ 5000 | 5000 < t ≤ 60000
80 ≤ u < 90 | 0 | 0 | 0 | 0 | 0 | 0
70 ≤ u < 80 | 0 | 0 | 0 | 0 | 0 | 0
40 ≤ u < 70 | 0 | 0 | 0 | 0 | 0 | 0
5 ≤ u < 40 | 0 | 0 | 0 | 0 | 0 | 0
u < 5 | 0 | 0 | 0 | 0 | 0 | 0
Total | 0 | 0 | 0 | 0 | 0 | 0
BT1907(PTAB 1907 BOTOSANI)¦ meter SN:1702234122711101
Tensiune reziduală u% | Durata t ms |  |  |  |  | Total
| 10 < t ≤ 200 | 200 < t ≤ 500 | 500 < t ≤ 1000 | 1000 < t ≤ 5000 | 5000 < t ≤ 60000
80 ≤ u < 90 | 0 | 0 | 0 | 0 | 0 | 0
70 ≤ u < 80 | 0 | 0 | 0 | 0 | 0 | 0
40 ≤ u < 70 | 0 | 0 | 0 | 0 | 0 | 0
5 ≤ u < 40 | 0 | 0 | 0 | 0 | 0 | 0
u < 5 | 0 | 0 | 0 | 0 | 0 | 0
Total | 0 | 0 | 0 | 0 | 0 | 0
BT1908(PTCZ 1908 BOTOSANI)¦ meter SN:1702234122711112
Tensiune reziduală u% | Durata t ms |  |  |  |  | Total
| 10 < t ≤ 200 | 200 < t ≤ 500 | 500 < t ≤ 1000 | 1000 < t ≤ 5000 | 5000 < t ≤ 60000
80 ≤ u < 90 | 0 | 0 | 0 | 0 | 0 | 0
70 ≤ u < 80 | 0 | 0 | 0 | 0 | 0 | 0
40 ≤ u < 70 | 0 | 0 | 0 | 0 | 0 | 0
5 ≤ u < 40 | 0 | 0 | 0 | 0 | 0 | 0
u < 5 | 0 | 0 | 0 | 0 | 0 | 0
Total | 0 | 0 | 0 | 0 | 0 | 0
BT1911(PTCZ 1911 BOTOSANI)¦ meter SN:1702434126595856
Tensiune reziduală u% | Durata t ms |  |  |  |  | Total
| 10 < t ≤ 200 | 200 < t ≤ 500 | 500 < t ≤ 1000 | 1000 < t ≤ 5000 | 5000 < t ≤ 60000
80 ≤ u < 90 | 0 | 0 | 0 | 0 | 0 | 0
70 ≤ u < 80 | 0 | 0 | 0 | 0 | 0 | 0
40 ≤ u < 70 | 0 | 0 | 0 | 0 | 0 | 0
5 ≤ u < 40 | 0 | 0 | 0 | 0 | 0 | 0
u < 5 | 0 | 0 | 0 | 0 | 0 | 0
Total | 0 | 0 | 0 | 0 | 0 | 0
BT1913(PTM 1913 BOTOSANI)¦ meter SN:1702434125831791
Tensiune reziduală u% | Durata t ms |  |  |  |  | Total
| 10 < t ≤ 200 | 200 < t ≤ 500 | 500 < t ≤ 1000 | 1000 < t ≤ 5000 | 5000 < t ≤ 60000
80 ≤ u < 90 | 0 | 0 | 0 | 0 | 0 | 0
70 ≤ u < 80 | 0 | 0 | 0 | 0 | 0 | 0
40 ≤ u < 70 | 0 | 0 | 0 | 0 | 0 | 0
5 ≤ u < 40 | 0 | 0 | 0 | 0 | 0 | 0
u < 5 | 0 | 0 | 0 | 0 | 0 | 0
Total | 0 | 0 | 0 | 0 | 0 | 0
BT2006(PTCZ 2006 BOTOSANI)¦ meter SN:1702334123717725
Tensiune reziduală u% | Durata t ms |  |  |  |  | Total
| 10 < t ≤ 200 | 200 < t ≤ 500 | 500 < t ≤ 1000 | 1000 < t ≤ 5000 | 5000 < t ≤ 60000
80 ≤ u < 90 | 0 | 0 | 0 | 0 | 0 | 0
70 ≤ u < 80 | 0 | 0 | 0 | 0 | 0 | 0
40 ≤ u < 70 | 0 | 0 | 0 | 0 | 0 | 0
5 ≤ u < 40 | 0 | 0 | 0 | 0 | 0 | 0
u < 5 | 0 | 0 | 0 | 0 | 0 | 0
Total | 0 | 0 | 0 | 0 | 0 | 0
BT2007(PTCZ 2007 BOTOSANI)¦ meter SN:1702434127805172
Tensiune reziduală u% | Durata t ms |  |  |  |  | Total
| 10 < t ≤ 200 | 200 < t ≤ 500 | 500 < t ≤ 1000 | 1000 < t ≤ 5000 | 5000 < t ≤ 60000
80 ≤ u < 90 | 0 | 0 | 0 | 0 | 0 | 0
70 ≤ u < 80 | 0 | 0 | 0 | 0 | 0 | 0
40 ≤ u < 70 | 0 | 0 | 0 | 0 | 0 | 0
5 ≤ u < 40 | 0 | 0 | 0 | 0 | 0 | 0
u < 5 | 0 | 0 | 0 | 0 | 0 | 0
Total | 0 | 0 | 0 | 0 | 0 | 0
BT2011(PTCZ 2011 (TERT) BOTOSANI)¦ meter SN:1702334123717729
Tensiune reziduală u% | Durata t ms |  |  |  |  | Total
| 10 < t ≤ 200 | 200 < t ≤ 500 | 500 < t ≤ 1000 | 1000 < t ≤ 5000 | 5000 < t ≤ 60000
80 ≤ u < 90 | 0 | 0 | 0 | 0 | 0 | 0
70 ≤ u < 80 | 0 | 0 | 0 | 0 | 0 | 0
40 ≤ u < 70 | 0 | 0 | 0 | 0 | 0 | 0
5 ≤ u < 40 | 0 | 0 | 0 | 0 | 0 | 0
u < 5 | 0 | 0 | 0 | 0 | 0 | 0
Total | 0 | 0 | 0 | 0 | 0 | 0
BT3280(PTAB MICIURIN BOTOSANI)¦ meter SN:1702234122711114
Tensiune reziduală u% | Durata t ms |  |  |  |  | Total
| 10 < t ≤ 200 | 200 < t ≤ 500 | 500 < t ≤ 1000 | 1000 < t ≤ 5000 | 5000 < t ≤ 60000
80 ≤ u < 90 | 0 | 0 | 0 | 1 | 0 | 1
70 ≤ u < 80 | 0 | 0 | 0 | 0 | 0 | 0
40 ≤ u < 70 | 0 | 0 | 0 | 0 | 0 | 0
5 ≤ u < 40 | 0 | 0 | 0 | 0 | 0 | 0
u < 5 | 0 | 0 | 0 | 0 | 0 | 0
Total | 0 | 0 | 0 | 1 | 0 | 1
BT0024(PTCZ AGROSEM BOTOSANI)¦ meter SN:1702434126423121
Tensiune reziduală u% | Durata t ms |  |  |  |  | Total
| 10 < t ≤ 200 | 200 < t ≤ 500 | 500 < t ≤ 1000 | 1000 < t ≤ 5000 | 5000 < t ≤ 60000
80 ≤ u < 90 | 0 | 0 | 0 | 0 | 0 | 0
70 ≤ u < 80 | 0 | 0 | 0 | 0 | 0 | 0
40 ≤ u < 70 | 0 | 0 | 0 | 0 | 0 | 0
5 ≤ u < 40 | 0 | 0 | 0 | 0 | 0 | 0
u < 5 | 0 | 0 | 0 | 0 | 0 | 0
Total | 0 | 0 | 0 | 0 | 0 | 0
BT0141(PTCZ 14 A BOTOSANI)¦ meter SN:1702234122646064
Tensiune reziduală u% | Durata t ms |  |  |  |  | Total
| 10 < t ≤ 200 | 200 < t ≤ 500 | 500 < t ≤ 1000 | 1000 < t ≤ 5000 | 5000 < t ≤ 60000
80 ≤ u < 90 | 0 | 0 | 0 | 1 | 0 | 1
70 ≤ u < 80 | 0 | 0 | 0 | 0 | 0 | 0
40 ≤ u < 70 | 0 | 0 | 0 | 0 | 0 | 0
5 ≤ u < 40 | 0 | 0 | 0 | 0 | 0 | 0
u < 5 | 0 | 0 | 0 | 0 | 0 | 0
Total | 0 | 0 | 0 | 1 | 0 | 1
BT1309(PTCZ 1309 BOTOSANI)¦ meter SN:1702334125532615
Tensiune reziduală u% | Durata t ms |  |  |  |  | Total
| 10 < t ≤ 200 | 200 < t ≤ 500 | 500 < t ≤ 1000 | 1000 < t ≤ 5000 | 5000 < t ≤ 60000
80 ≤ u < 90 | 0 | 0 | 0 | 0 | 0 | 0
70 ≤ u < 80 | 0 | 0 | 0 | 0 | 0 | 0
40 ≤ u < 70 | 0 | 0 | 0 | 0 | 0 | 0
5 ≤ u < 40 | 0 | 0 | 0 | 0 | 0 | 0
u < 5 | 0 | 0 | 0 | 0 | 0 | 0
Total | 0 | 0 | 0 | 0 | 0 | 0
BT1401(PTCZ 1401 BOTOSANI)¦ meter SN:1702434126595857
Tensiune reziduală u% | Durata t ms |  |  |  |  | Total
| 10 < t ≤ 200 | 200 < t ≤ 500 | 500 < t ≤ 1000 | 1000 < t ≤ 5000 | 5000 < t ≤ 60000
80 ≤ u < 90 | 0 | 0 | 0 | 0 | 0 | 0
70 ≤ u < 80 | 0 | 0 | 0 | 0 | 0 | 0
40 ≤ u < 70 | 0 | 0 | 0 | 0 | 0 | 0
5 ≤ u < 40 | 0 | 0 | 0 | 0 | 0 | 0
u < 5 | 0 | 0 | 0 | 0 | 0 | 0
Total | 0 | 0 | 0 | 0 | 0 | 0
BT1802(PTCZ 1802 BOTOSANI)¦ meter SN:1702434126595855
Tensiune reziduală u% | Durata t ms |  |  |  |  | Total
| 10 < t ≤ 200 | 200 < t ≤ 500 | 500 < t ≤ 1000 | 1000 < t ≤ 5000 | 5000 < t ≤ 60000
80 ≤ u < 90 | 0 | 0 | 0 | 0 | 0 | 0
70 ≤ u < 80 | 0 | 0 | 0 | 0 | 0 | 0
40 ≤ u < 70 | 0 | 0 | 0 | 0 | 0 | 0
5 ≤ u < 40 | 0 | 0 | 0 | 0 | 0 | 0
u < 5 | 0 | 0 | 0 | 0 | 0 | 0
Total | 0 | 0 | 0 | 0 | 0 | 0
BT3180(PTCZ IEC BOTOSANI)¦ meter SN:1702434127045294
Tensiune reziduală u% | Durata t ms |  |  |  |  | Total
| 10 < t ≤ 200 | 200 < t ≤ 500 | 500 < t ≤ 1000 | 1000 < t ≤ 5000 | 5000 < t ≤ 60000
80 ≤ u < 90 | 0 | 0 | 0 | 0 | 0 | 0
70 ≤ u < 80 | 0 | 0 | 0 | 0 | 0 | 0
40 ≤ u < 70 | 0 | 0 | 0 | 0 | 0 | 0
5 ≤ u < 40 | 0 | 0 | 0 | 0 | 0 | 0
u < 5 | 0 | 0 | 0 | 0 | 0 | 0
Total | 0 | 0 | 0 | 0 | 0 | 0
BT3110(PTCZ DACIA SERVICE BOTOSANI)¦ meter SN:1702334125532620
Tensiune reziduală u% | Durata t ms |  |  |  |  | Total
| 10 < t ≤ 200 | 200 < t ≤ 500 | 500 < t ≤ 1000 | 1000 < t ≤ 5000 | 5000 < t ≤ 60000
80 ≤ u < 90 | 0 | 0 | 0 | 0 | 0 | 0
70 ≤ u < 80 | 0 | 0 | 0 | 0 | 0 | 0
40 ≤ u < 70 | 0 | 0 | 0 | 0 | 0 | 0
5 ≤ u < 40 | 0 | 0 | 0 | 0 | 0 | 0
u < 5 | 0 | 0 | 0 | 0 | 0 | 0
Total | 0 | 0 | 0 | 0 | 0 | 0
BT3321(PTAB CASE PECO BT 400 KVA)¦ meter SN:1702334123717727
Tensiune reziduală u% | Durata t ms |  |  |  |  | Total
| 10 < t ≤ 200 | 200 < t ≤ 500 | 500 < t ≤ 1000 | 1000 < t ≤ 5000 | 5000 < t ≤ 60000
80 ≤ u < 90 | 0 | 0 | 0 | 0 | 0 | 0
70 ≤ u < 80 | 0 | 0 | 0 | 0 | 0 | 0
40 ≤ u < 70 | 0 | 0 | 0 | 0 | 0 | 0
5 ≤ u < 40 | 0 | 0 | 0 | 0 | 0 | 0
u < 5 | 0 | 0 | 0 | 0 | 0 | 0
Total | 0 | 0 | 0 | 0 | 0 | 0
CATA08(PTCZ BLOCURI BOTOSANI (CATAMARASTI))¦ meter SN:1702334125532621
Tensiune reziduală u% | Durata t ms |  |  |  |  | Total
| 10 < t ≤ 200 | 200 < t ≤ 500 | 500 < t ≤ 1000 | 1000 < t ≤ 5000 | 5000 < t ≤ 60000
80 ≤ u < 90 | 0 | 0 | 0 | 0 | 0 | 0
70 ≤ u < 80 | 0 | 0 | 0 | 0 | 0 | 0
40 ≤ u < 70 | 0 | 0 | 0 | 0 | 0 | 0
5 ≤ u < 40 | 0 | 0 | 0 | 0 | 0 | 0
u < 5 | 0 | 0 | 0 | 0 | 0 | 0
Total | 0 | 0 | 0 | 0 | 0 | 0
CATA10(PTCZ 1 APA BOTOSANI (CATAMARASTI))¦ meter SN:1702334125532623
Tensiune reziduală u% | Durata t ms |  |  |  |  | Total
| 10 < t ≤ 200 | 200 < t ≤ 500 | 500 < t ≤ 1000 | 1000 < t ≤ 5000 | 5000 < t ≤ 60000
80 ≤ u < 90 | 0 | 0 | 0 | 0 | 0 | 0
70 ≤ u < 80 | 0 | 0 | 0 | 0 | 0 | 0
40 ≤ u < 70 | 0 | 0 | 0 | 0 | 0 | 0
5 ≤ u < 40 | 0 | 0 | 0 | 0 | 0 | 0
u < 5 | 0 | 0 | 0 | 0 | 0 | 0
Total | 0 | 0 | 0 | 0 | 0 | 0
BT0002(PTA C2 BOTOSANI)¦ meter SN:1702234122711100
Tensiune reziduală u% | Durata t ms |  |  |  |  | Total
| 10 < t ≤ 200 | 200 < t ≤ 500 | 500 < t ≤ 1000 | 1000 < t ≤ 5000 | 5000 < t ≤ 60000
80 ≤ u < 90 | 0 | 0 | 0 | 9 | 3 | 12
70 ≤ u < 80 | 0 | 0 | 0 | 0 | 0 | 0
40 ≤ u < 70 | 0 | 0 | 0 | 0 | 0 | 0
5 ≤ u < 40 | 0 | 0 | 0 | 0 | 0 | 0
u < 5 | 0 | 0 | 0 | 0 | 0 | 0
Total | 0 | 0 | 0 | 9 | 3 | 12
BT0003(PTM C3 BOTOSANI)¦ meter SN:1702234122711109
Tensiune reziduală u% | Durata t ms |  |  |  |  | Total
| 10 < t ≤ 200 | 200 < t ≤ 500 | 500 < t ≤ 1000 | 1000 < t ≤ 5000 | 5000 < t ≤ 60000
80 ≤ u < 90 | 0 | 0 | 0 | 5 | 0 | 5
70 ≤ u < 80 | 0 | 0 | 0 | 0 | 0 | 0
40 ≤ u < 70 | 0 | 0 | 0 | 0 | 0 | 0
5 ≤ u < 40 | 0 | 0 | 0 | 0 | 0 | 0
u < 5 | 0 | 0 | 0 | 0 | 0 | 0
Total | 0 | 0 | 0 | 5 | 0 | 5
BT0004(PTA C4 BOTOSANI)¦ meter SN:1702434126423123
Tensiune reziduală u% | Durata t ms |  |  |  |  | Total
| 10 < t ≤ 200 | 200 < t ≤ 500 | 500 < t ≤ 1000 | 1000 < t ≤ 5000 | 5000 < t ≤ 60000
80 ≤ u < 90 | 0 | 0 | 0 | 0 | 0 | 0
70 ≤ u < 80 | 0 | 0 | 0 | 0 | 0 | 0
40 ≤ u < 70 | 0 | 0 | 0 | 0 | 0 | 0
5 ≤ u < 40 | 0 | 0 | 0 | 0 | 0 | 0
u < 5 | 0 | 0 | 0 | 0 | 0 | 0
Total | 0 | 0 | 0 | 0 | 0 | 0
BT0005(PTA C5 BOTOSANI)¦ meter SN:1702234122711103
Tensiune reziduală u% | Durata t ms |  |  |  |  | Total
| 10 < t ≤ 200 | 200 < t ≤ 500 | 500 < t ≤ 1000 | 1000 < t ≤ 5000 | 5000 < t ≤ 60000
80 ≤ u < 90 | 0 | 0 | 0 | 0 | 0 | 0
70 ≤ u < 80 | 0 | 0 | 0 | 0 | 0 | 0
40 ≤ u < 70 | 0 | 0 | 0 | 0 | 0 | 0
5 ≤ u < 40 | 0 | 0 | 0 | 0 | 0 | 0
u < 5 | 0 | 0 | 0 | 0 | 0 | 0
Total | 0 | 0 | 0 | 0 | 0 | 0
BT0006(PTCZ C6 BOTOSANI)¦ meter SN:1702434125831794
Tensiune reziduală u% | Durata t ms |  |  |  |  | Total
| 10 < t ≤ 200 | 200 < t ≤ 500 | 500 < t ≤ 1000 | 1000 < t ≤ 5000 | 5000 < t ≤ 60000
80 ≤ u < 90 | 0 | 0 | 0 | 0 | 0 | 0
70 ≤ u < 80 | 0 | 0 | 0 | 0 | 0 | 0
40 ≤ u < 70 | 0 | 0 | 0 | 0 | 0 | 0
5 ≤ u < 40 | 0 | 0 | 0 | 0 | 0 | 0
u < 5 | 0 | 0 | 0 | 0 | 0 | 0
Total | 0 | 0 | 0 | 0 | 0 | 0
BT0015(PTA C15 BOTOSANI)¦ meter SN:1702434125831792
Tensiune reziduală u% | Durata t ms |  |  |  |  | Total
| 10 < t ≤ 200 | 200 < t ≤ 500 | 500 < t ≤ 1000 | 1000 < t ≤ 5000 | 5000 < t ≤ 60000
80 ≤ u < 90 | 0 | 0 | 0 | 3 | 0 | 3
70 ≤ u < 80 | 0 | 0 | 0 | 0 | 0 | 0
40 ≤ u < 70 | 0 | 0 | 0 | 0 | 0 | 0
5 ≤ u < 40 | 0 | 0 | 0 | 0 | 0 | 0
u < 5 | 0 | 0 | 0 | 0 | 0 | 0
Total | 0 | 0 | 0 | 3 | 0 | 3
BT0020(PTA C20 BOTOSANI)¦ meter SN:1702234122711121
Tensiune reziduală u% | Durata t ms |  |  |  |  | Total
| 10 < t ≤ 200 | 200 < t ≤ 500 | 500 < t ≤ 1000 | 1000 < t ≤ 5000 | 5000 < t ≤ 60000
80 ≤ u < 90 | 0 | 0 | 0 | 1 | 0 | 1
70 ≤ u < 80 | 0 | 0 | 0 | 0 | 0 | 0
40 ≤ u < 70 | 0 | 0 | 0 | 0 | 0 | 0
5 ≤ u < 40 | 0 | 0 | 0 | 0 | 0 | 0
u < 5 | 0 | 0 | 0 | 0 | 0 | 0
Total | 0 | 0 | 0 | 1 | 0 | 1
BT0021(PTA C21 BOTOSANI)¦ meter SN:1702234122646052
Tensiune reziduală u% | Durata t ms |  |  |  |  | Total
| 10 < t ≤ 200 | 200 < t ≤ 500 | 500 < t ≤ 1000 | 1000 < t ≤ 5000 | 5000 < t ≤ 60000
80 ≤ u < 90 | 0 | 0 | 0 | 3 | 0 | 3
70 ≤ u < 80 | 0 | 0 | 0 | 0 | 0 | 0
40 ≤ u < 70 | 0 | 0 | 0 | 0 | 0 | 0
5 ≤ u < 40 | 0 | 0 | 0 | 0 | 0 | 0
u < 5 | 0 | 0 | 0 | 0 | 0 | 0
Total | 0 | 0 | 0 | 3 | 0 | 3
BT0083(PTA 4 BOTOSANI (SPITAL))¦ meter SN:1702434126423118
Tensiune reziduală u% | Durata t ms |  |  |  |  | Total
| 10 < t ≤ 200 | 200 < t ≤ 500 | 500 < t ≤ 1000 | 1000 < t ≤ 5000 | 5000 < t ≤ 60000
80 ≤ u < 90 | 0 | 0 | 0 | 0 | 0 | 0
70 ≤ u < 80 | 0 | 0 | 0 | 0 | 0 | 0
40 ≤ u < 70 | 0 | 0 | 0 | 0 | 0 | 0
5 ≤ u < 40 | 0 | 0 | 0 | 0 | 0 | 0
u < 5 | 0 | 0 | 0 | 0 | 0 | 0
Total | 0 | 0 | 0 | 0 | 0 | 0
BT3560(PTA IELIF BOTOSANI)¦ meter SN:1702234122646058
Tensiune reziduală u% | Durata t ms |  |  |  |  | Total
| 10 < t ≤ 200 | 200 < t ≤ 500 | 500 < t ≤ 1000 | 1000 < t ≤ 5000 | 5000 < t ≤ 60000
80 ≤ u < 90 | 0 | 0 | 0 | 1 | 0 | 1
70 ≤ u < 80 | 0 | 0 | 0 | 0 | 0 | 0
40 ≤ u < 70 | 0 | 0 | 0 | 0 | 0 | 0
5 ≤ u < 40 | 0 | 0 | 0 | 0 | 0 | 0
u < 5 | 0 | 0 | 0 | 0 | 0 | 0
Total | 0 | 0 | 0 | 1 | 0 | 1
BT3563(PTAB 3 ANL CISMEA)¦ meter SN:1702334123717724
Tensiune reziduală u% | Durata t ms |  |  |  |  | Total
| 10 < t ≤ 200 | 200 < t ≤ 500 | 500 < t ≤ 1000 | 1000 < t ≤ 5000 | 5000 < t ≤ 60000
80 ≤ u < 90 | 0 | 0 | 0 | 1 | 0 | 1
70 ≤ u < 80 | 0 | 0 | 0 | 0 | 0 | 0
40 ≤ u < 70 | 0 | 0 | 0 | 0 | 0 | 0
5 ≤ u < 40 | 0 | 0 | 0 | 0 | 0 | 0
u < 5 | 0 | 0 | 0 | 0 | 0 | 0
Total | 0 | 0 | 0 | 1 | 0 | 1
BT3680(PTA PISCICOLA BOTOSANI)¦ meter SN:1702234122646062
Tensiune reziduală u% | Durata t ms |  |  |  |  | Total
| 10 < t ≤ 200 | 200 < t ≤ 500 | 500 < t ≤ 1000 | 1000 < t ≤ 5000 | 5000 < t ≤ 60000
80 ≤ u < 90 | 0 | 0 | 0 | 3 | 0 | 3
70 ≤ u < 80 | 0 | 0 | 0 | 0 | 0 | 0
40 ≤ u < 70 | 0 | 0 | 0 | 0 | 0 | 0
5 ≤ u < 40 | 0 | 0 | 0 | 0 | 0 | 0
u < 5 | 0 | 0 | 0 | 0 | 0 | 0
Total | 0 | 0 | 0 | 3 | 0 | 3
BT3700(PTA POD DE PIATRA)¦ meter SN:1702434127045293
Tensiune reziduală u% | Durata t ms |  |  |  |  | Total
| 10 < t ≤ 200 | 200 < t ≤ 500 | 500 < t ≤ 1000 | 1000 < t ≤ 5000 | 5000 < t ≤ 60000
80 ≤ u < 90 | 0 | 0 | 0 | 0 | 0 | 0
70 ≤ u < 80 | 0 | 0 | 0 | 0 | 0 | 0
40 ≤ u < 70 | 0 | 0 | 0 | 0 | 0 | 0
5 ≤ u < 40 | 0 | 0 | 0 | 0 | 0 | 0
u < 5 | 0 | 0 | 0 | 0 | 0 | 0
Total | 0 | 0 | 0 | 0 | 0 | 0
BT3710(PTA POLIGON BOTOSANI)¦ meter SN:1702334123717728
Tensiune reziduală u% | Durata t ms |  |  |  |  | Total
| 10 < t ≤ 200 | 200 < t ≤ 500 | 500 < t ≤ 1000 | 1000 < t ≤ 5000 | 5000 < t ≤ 60000
80 ≤ u < 90 | 0 | 0 | 0 | 0 | 0 | 0
70 ≤ u < 80 | 0 | 0 | 0 | 0 | 0 | 0
40 ≤ u < 70 | 0 | 0 | 0 | 0 | 0 | 0
5 ≤ u < 40 | 0 | 0 | 0 | 0 | 0 | 0
u < 5 | 0 | 0 | 0 | 0 | 0 | 0
Total | 0 | 0 | 0 | 0 | 0 | 0
BT3712(PTCZ ASFALT(TERT) BOTOSANI)¦ meter SN:1702234122711105
Tensiune reziduală u% | Durata t ms |  |  |  |  | Total
| 10 < t ≤ 200 | 200 < t ≤ 500 | 500 < t ≤ 1000 | 1000 < t ≤ 5000 | 5000 < t ≤ 60000
80 ≤ u < 90 | 0 | 0 | 0 | 4 | 0 | 4
70 ≤ u < 80 | 0 | 0 | 0 | 0 | 0 | 0
40 ≤ u < 70 | 0 | 0 | 0 | 0 | 0 | 0
5 ≤ u < 40 | 0 | 0 | 0 | 0 | 0 | 0
u < 5 | 0 | 0 | 0 | 0 | 0 | 0
Total | 0 | 0 | 0 | 4 | 0 | 4
BT3750(PT SERE BOTOSANI (CATAMARASTI))¦ meter SN:1702234123505936
Tensiune reziduală u% | Durata t ms |  |  |  |  | Total
| 10 < t ≤ 200 | 200 < t ≤ 500 | 500 < t ≤ 1000 | 1000 < t ≤ 5000 | 5000 < t ≤ 60000
80 ≤ u < 90 | 0 | 0 | 0 | 13 | 1 | 14
70 ≤ u < 80 | 0 | 0 | 0 | 0 | 0 | 0
40 ≤ u < 70 | 0 | 0 | 0 | 0 | 0 | 0
5 ≤ u < 40 | 0 | 0 | 0 | 0 | 0 | 0
u < 5 | 0 | 0 | 0 | 0 | 0 | 0
Total | 0 | 0 | 0 | 13 | 1 | 14
BT3800(PTA 1 TULBURENI)¦ meter SN:1702334125532612
Tensiune reziduală u% | Durata t ms |  |  |  |  | Total
| 10 < t ≤ 200 | 200 < t ≤ 500 | 500 < t ≤ 1000 | 1000 < t ≤ 5000 | 5000 < t ≤ 60000
80 ≤ u < 90 | 0 | 0 | 0 | 0 | 0 | 0
70 ≤ u < 80 | 0 | 0 | 0 | 0 | 0 | 0
40 ≤ u < 70 | 0 | 0 | 0 | 0 | 0 | 0
5 ≤ u < 40 | 0 | 0 | 0 | 0 | 0 | 0
u < 5 | 0 | 0 | 0 | 0 | 0 | 0
Total | 0 | 0 | 0 | 0 | 0 | 0
BT3801(PTA 2 TULBURENI)¦ meter SN:1702234122646048
Tensiune reziduală u% | Durata t ms |  |  |  |  | Total
| 10 < t ≤ 200 | 200 < t ≤ 500 | 500 < t ≤ 1000 | 1000 < t ≤ 5000 | 5000 < t ≤ 60000
80 ≤ u < 90 | 0 | 0 | 0 | 56 | 41 | 97
70 ≤ u < 80 | 0 | 0 | 0 | 0 | 0 | 0
40 ≤ u < 70 | 0 | 0 | 0 | 0 | 0 | 0
5 ≤ u < 40 | 0 | 0 | 0 | 0 | 0 | 0
u < 5 | 0 | 0 | 0 | 0 | 0 | 0
Total | 0 | 0 | 0 | 56 | 41 | 97
BT3810(PTA VASILE LUPU)¦ meter SN:1702234122646070
Tensiune reziduală u% | Durata t ms |  |  |  |  | Total
| 10 < t ≤ 200 | 200 < t ≤ 500 | 500 < t ≤ 1000 | 1000 < t ≤ 5000 | 5000 < t ≤ 60000
80 ≤ u < 90 | 0 | 0 | 0 | 0 | 0 | 0
70 ≤ u < 80 | 0 | 0 | 0 | 0 | 0 | 0
40 ≤ u < 70 | 0 | 0 | 0 | 0 | 0 | 0
5 ≤ u < 40 | 0 | 0 | 0 | 0 | 0 | 0
u < 5 | 0 | 0 | 0 | 0 | 0 | 0
Total | 0 | 0 | 0 | 0 | 0 | 0
BT3813(PTA PETROSTAR BOTOSANI)¦ meter SN:1702234122711106
Tensiune reziduală u% | Durata t ms |  |  |  |  | Total
| 10 < t ≤ 200 | 200 < t ≤ 500 | 500 < t ≤ 1000 | 1000 < t ≤ 5000 | 5000 < t ≤ 60000
80 ≤ u < 90 | 0 | 0 | 0 | 0 | 0 | 0
70 ≤ u < 80 | 0 | 0 | 0 | 0 | 0 | 0
40 ≤ u < 70 | 0 | 0 | 0 | 0 | 0 | 0
5 ≤ u < 40 | 0 | 0 | 0 | 0 | 0 | 0
u < 5 | 0 | 0 | 0 | 0 | 0 | 0
Total | 0 | 0 | 0 | 0 | 0 | 0
BT3855(PTAB LEBADA)¦ meter SN:1702234122711115
Tensiune reziduală u% | Durata t ms |  |  |  |  | Total
| 10 < t ≤ 200 | 200 < t ≤ 500 | 500 < t ≤ 1000 | 1000 < t ≤ 5000 | 5000 < t ≤ 60000
80 ≤ u < 90 | 0 | 0 | 0 | 1 | 0 | 1
70 ≤ u < 80 | 0 | 0 | 0 | 0 | 0 | 0
40 ≤ u < 70 | 0 | 0 | 0 | 0 | 0 | 0
5 ≤ u < 40 | 0 | 0 | 0 | 0 | 0 | 0
u < 5 | 0 | 0 | 0 | 0 | 0 | 0
Total | 0 | 0 | 0 | 1 | 0 | 1
CATA01(PTA 1 CATAMARASTI)¦ meter SN:1702334125532622
Tensiune reziduală u% | Durata t ms |  |  |  |  | Total
| 10 < t ≤ 200 | 200 < t ≤ 500 | 500 < t ≤ 1000 | 1000 < t ≤ 5000 | 5000 < t ≤ 60000
80 ≤ u < 90 | 0 | 0 | 0 | 0 | 0 | 0
70 ≤ u < 80 | 0 | 0 | 0 | 0 | 0 | 0
40 ≤ u < 70 | 0 | 0 | 0 | 0 | 0 | 0
5 ≤ u < 40 | 0 | 0 | 0 | 0 | 0 | 0
u < 5 | 0 | 0 | 0 | 0 | 0 | 0
Total | 0 | 0 | 0 | 0 | 0 | 0
CATA02(PTA 2 CATAMARASTI)¦ meter SN:1702334125532619
Tensiune reziduală u% | Durata t ms |  |  |  |  | Total
| 10 < t ≤ 200 | 200 < t ≤ 500 | 500 < t ≤ 1000 | 1000 < t ≤ 5000 | 5000 < t ≤ 60000
80 ≤ u < 90 | 0 | 0 | 0 | 0 | 0 | 0
70 ≤ u < 80 | 0 | 0 | 0 | 0 | 0 | 0
40 ≤ u < 70 | 0 | 0 | 0 | 0 | 0 | 0
5 ≤ u < 40 | 0 | 0 | 0 | 0 | 0 | 0
u < 5 | 0 | 0 | 0 | 0 | 0 | 0
Total | 0 | 0 | 0 | 0 | 0 | 0
CATA03(PTA 3 CATAMARASTI)¦ meter SN:1702234122711119
Tensiune reziduală u% | Durata t ms |  |  |  |  | Total
| 10 < t ≤ 200 | 200 < t ≤ 500 | 500 < t ≤ 1000 | 1000 < t ≤ 5000 | 5000 < t ≤ 60000
80 ≤ u < 90 | 0 | 0 | 0 | 0 | 0 | 0
70 ≤ u < 80 | 0 | 0 | 0 | 0 | 0 | 0
40 ≤ u < 70 | 0 | 0 | 0 | 0 | 0 | 0
5 ≤ u < 40 | 0 | 0 | 0 | 0 | 0 | 0
u < 5 | 0 | 0 | 0 | 0 | 0 | 0
Total | 0 | 0 | 0 | 0 | 0 | 0
CATA07(PTAB 7 CATAMARASTI DEAL 100 KVA)¦ meter SN:1702434125831784
Tensiune reziduală u% | Durata t ms |  |  |  |  | Total
| 10 < t ≤ 200 | 200 < t ≤ 500 | 500 < t ≤ 1000 | 1000 < t ≤ 5000 | 5000 < t ≤ 60000
80 ≤ u < 90 | 0 | 0 | 0 | 5 | 1 | 6
70 ≤ u < 80 | 0 | 0 | 0 | 0 | 0 | 0
40 ≤ u < 70 | 0 | 0 | 0 | 0 | 0 | 0
5 ≤ u < 40 | 0 | 0 | 0 | 0 | 0 | 0
u < 5 | 0 | 0 | 0 | 0 | 0 | 0
Total | 0 | 0 | 0 | 5 | 1 | 6
CATA13(PTA CATAMARASTI NORD)¦ meter SN:1702234122711117
Tensiune reziduală u% | Durata t ms |  |  |  |  | Total
| 10 < t ≤ 200 | 200 < t ≤ 500 | 500 < t ≤ 1000 | 1000 < t ≤ 5000 | 5000 < t ≤ 60000
80 ≤ u < 90 | 0 | 0 | 0 | 6 | 0 | 6
70 ≤ u < 80 | 0 | 0 | 0 | 0 | 0 | 0
40 ≤ u < 70 | 0 | 0 | 0 | 0 | 0 | 0
5 ≤ u < 40 | 0 | 0 | 0 | 0 | 0 | 0
u < 5 | 0 | 0 | 0 | 0 | 0 | 0
Total | 0 | 0 | 0 | 6 | 0 | 6
CATA14(PTA IAS CATAMARASTI DEAL)¦ meter SN:1702334125532614
Tensiune reziduală u% | Durata t ms |  |  |  |  | Total
| 10 < t ≤ 200 | 200 < t ≤ 500 | 500 < t ≤ 1000 | 1000 < t ≤ 5000 | 5000 < t ≤ 60000
80 ≤ u < 90 | 0 | 0 | 0 | 0 | 0 | 0
70 ≤ u < 80 | 0 | 0 | 0 | 0 | 0 | 0
40 ≤ u < 70 | 0 | 0 | 0 | 0 | 0 | 0
5 ≤ u < 40 | 0 | 0 | 0 | 0 | 0 | 0
u < 5 | 0 | 0 | 0 | 0 | 0 | 0
Total | 0 | 0 | 0 | 0 | 0 | 0
CATA17(PTA 4 EPURARE CATAMARASTI DEAL(TERT) 63 KVA)¦ meter SN:1702434126423116
Tensiune reziduală u% | Durata t ms |  |  |  |  | Total
| 10 < t ≤ 200 | 200 < t ≤ 500 | 500 < t ≤ 1000 | 1000 < t ≤ 5000 | 5000 < t ≤ 60000
80 ≤ u < 90 | 0 | 0 | 0 | 0 | 0 | 0
70 ≤ u < 80 | 0 | 0 | 0 | 0 | 0 | 0
40 ≤ u < 70 | 0 | 0 | 0 | 0 | 0 | 0
5 ≤ u < 40 | 0 | 0 | 0 | 0 | 0 | 0
u < 5 | 0 | 0 | 0 | 0 | 0 | 0
Total | 0 | 0 | 0 | 0 | 0 | 0
CISM01(PTA 1 CISMEA)¦ meter SN:1702234122646044
Tensiune reziduală u% | Durata t ms |  |  |  |  | Total
| 10 < t ≤ 200 | 200 < t ≤ 500 | 500 < t ≤ 1000 | 1000 < t ≤ 5000 | 5000 < t ≤ 60000
80 ≤ u < 90 | 0 | 0 | 0 | 0 | 0 | 0
70 ≤ u < 80 | 0 | 0 | 0 | 0 | 0 | 0
40 ≤ u < 70 | 0 | 0 | 0 | 0 | 0 | 0
5 ≤ u < 40 | 0 | 0 | 0 | 0 | 0 | 0
u < 5 | 0 | 0 | 0 | 0 | 0 | 0
Total | 0 | 0 | 0 | 0 | 0 | 0
CISM02(PTA 2 CISMEA)¦ meter SN:1702234122646045
Tensiune reziduală u% | Durata t ms |  |  |  |  | Total
| 10 < t ≤ 200 | 200 < t ≤ 500 | 500 < t ≤ 1000 | 1000 < t ≤ 5000 | 5000 < t ≤ 60000
80 ≤ u < 90 | 0 | 0 | 0 | 0 | 0 | 0
70 ≤ u < 80 | 0 | 0 | 0 | 0 | 0 | 0
40 ≤ u < 70 | 0 | 0 | 0 | 0 | 0 | 0
5 ≤ u < 40 | 0 | 0 | 0 | 0 | 0 | 0
u < 5 | 0 | 0 | 0 | 0 | 0 | 0
Total | 0 | 0 | 0 | 0 | 0 | 0
CISM03(PTAB 1 ANL CISMEA)¦ meter SN:1702334125532618
Tensiune reziduală u% | Durata t ms |  |  |  |  | Total
| 10 < t ≤ 200 | 200 < t ≤ 500 | 500 < t ≤ 1000 | 1000 < t ≤ 5000 | 5000 < t ≤ 60000
80 ≤ u < 90 | 0 | 0 | 0 | 0 | 0 | 0
70 ≤ u < 80 | 0 | 0 | 0 | 0 | 0 | 0
40 ≤ u < 70 | 0 | 0 | 0 | 0 | 0 | 0
5 ≤ u < 40 | 0 | 0 | 0 | 0 | 0 | 0
u < 5 | 0 | 0 | 0 | 0 | 0 | 0
Total | 0 | 0 | 0 | 0 | 0 | 0
CURT01(PTA 1 CURTESTI)¦ meter SN:1702234122646055
Tensiune reziduală u% | Durata t ms |  |  |  |  | Total
| 10 < t ≤ 200 | 200 < t ≤ 500 | 500 < t ≤ 1000 | 1000 < t ≤ 5000 | 5000 < t ≤ 60000
80 ≤ u < 90 | 0 | 0 | 0 | 0 | 3 | 3
70 ≤ u < 80 | 0 | 0 | 0 | 0 | 0 | 0
40 ≤ u < 70 | 0 | 0 | 0 | 0 | 0 | 0
5 ≤ u < 40 | 0 | 0 | 0 | 0 | 0 | 0
u < 5 | 0 | 0 | 0 | 0 | 0 | 0
Total | 0 | 0 | 0 | 0 | 3 | 3
CURT02(PTA 2 CURTESTI)¦ meter SN:1702234122646059
Tensiune reziduală u% | Durata t ms |  |  |  |  | Total
| 10 < t ≤ 200 | 200 < t ≤ 500 | 500 < t ≤ 1000 | 1000 < t ≤ 5000 | 5000 < t ≤ 60000
80 ≤ u < 90 | 0 | 0 | 0 | 4 | 0 | 4
70 ≤ u < 80 | 0 | 0 | 0 | 0 | 0 | 0
40 ≤ u < 70 | 0 | 0 | 0 | 0 | 0 | 0
5 ≤ u < 40 | 0 | 0 | 0 | 0 | 0 | 0
u < 5 | 0 | 0 | 0 | 0 | 0 | 0
Total | 0 | 0 | 0 | 4 | 0 | 4
CURT03(PTA 3 CURTESTI)¦ meter SN:1702234122646056
Tensiune reziduală u% | Durata t ms |  |  |  |  | Total
| 10 < t ≤ 200 | 200 < t ≤ 500 | 500 < t ≤ 1000 | 1000 < t ≤ 5000 | 5000 < t ≤ 60000
80 ≤ u < 90 | 0 | 0 | 0 | 0 | 0 | 0
70 ≤ u < 80 | 0 | 0 | 0 | 0 | 0 | 0
40 ≤ u < 70 | 0 | 0 | 0 | 0 | 0 | 0
5 ≤ u < 40 | 0 | 0 | 0 | 0 | 0 | 0
u < 5 | 0 | 0 | 0 | 0 | 0 | 0
Total | 0 | 0 | 0 | 0 | 0 | 0
CURT04(PTA LEBADA(TERT))¦ meter SN:1702234122646049
Tensiune reziduală u% | Durata t ms |  |  |  |  | Total
| 10 < t ≤ 200 | 200 < t ≤ 500 | 500 < t ≤ 1000 | 1000 < t ≤ 5000 | 5000 < t ≤ 60000
80 ≤ u < 90 | 0 | 0 | 0 | 3 | 0 | 3
70 ≤ u < 80 | 0 | 0 | 0 | 0 | 0 | 0
40 ≤ u < 70 | 0 | 0 | 0 | 0 | 0 | 0
5 ≤ u < 40 | 0 | 0 | 0 | 0 | 0 | 0
u < 5 | 0 | 0 | 0 | 0 | 0 | 0
Total | 0 | 0 | 0 | 3 | 0 | 3
CURT06(PTAB 6 CURTESTI 100 KVA)¦ meter SN:1702234122711116
Tensiune reziduală u% | Durata t ms |  |  |  |  | Total
| 10 < t ≤ 200 | 200 < t ≤ 500 | 500 < t ≤ 1000 | 1000 < t ≤ 5000 | 5000 < t ≤ 60000
80 ≤ u < 90 | 0 | 0 | 0 | 4 | 0 | 4
70 ≤ u < 80 | 0 | 0 | 0 | 0 | 0 | 0
40 ≤ u < 70 | 0 | 0 | 0 | 0 | 0 | 0
5 ≤ u < 40 | 0 | 0 | 0 | 0 | 0 | 0
u < 5 | 0 | 0 | 0 | 0 | 0 | 0
Total | 0 | 0 | 0 | 4 | 0 | 4
CURT08(PTA 8 CURTESTI)¦ meter SN:1702234122646054
Tensiune reziduală u% | Durata t ms |  |  |  |  | Total
| 10 < t ≤ 200 | 200 < t ≤ 500 | 500 < t ≤ 1000 | 1000 < t ≤ 5000 | 5000 < t ≤ 60000
80 ≤ u < 90 | 0 | 0 | 0 | 0 | 0 | 0
70 ≤ u < 80 | 0 | 0 | 0 | 0 | 0 | 0
40 ≤ u < 70 | 0 | 0 | 0 | 0 | 0 | 0
5 ≤ u < 40 | 0 | 0 | 0 | 0 | 0 | 0
u < 5 | 0 | 0 | 0 | 0 | 0 | 0
Total | 0 | 0 | 0 | 0 | 0 | 0
CURT31(PTA POMPE CURTESTI)¦ meter SN:1702234122646053
Tensiune reziduală u% | Durata t ms |  |  |  |  | Total
| 10 < t ≤ 200 | 200 < t ≤ 500 | 500 < t ≤ 1000 | 1000 < t ≤ 5000 | 5000 < t ≤ 60000
80 ≤ u < 90 | 0 | 0 | 0 | 3 | 0 | 3
70 ≤ u < 80 | 0 | 0 | 0 | 0 | 0 | 0
40 ≤ u < 70 | 0 | 0 | 0 | 0 | 0 | 0
5 ≤ u < 40 | 0 | 0 | 0 | 0 | 0 | 0
u < 5 | 0 | 0 | 0 | 0 | 0 | 0
Total | 0 | 0 | 0 | 3 | 0 | 3
CURT32(PTA REPOMPARE CURTESTI)¦ meter SN:1702234122711099
Tensiune reziduală u% | Durata t ms |  |  |  |  | Total
| 10 < t ≤ 200 | 200 < t ≤ 500 | 500 < t ≤ 1000 | 1000 < t ≤ 5000 | 5000 < t ≤ 60000
80 ≤ u < 90 | 0 | 0 | 0 | 2 | 0 | 2
70 ≤ u < 80 | 0 | 0 | 0 | 0 | 0 | 0
40 ≤ u < 70 | 0 | 0 | 0 | 0 | 0 | 0
5 ≤ u < 40 | 0 | 0 | 0 | 0 | 0 | 0
u < 5 | 0 | 0 | 0 | 0 | 0 | 0
Total | 0 | 0 | 0 | 2 | 0 | 2
CURT91(PTA AGROFARM (TERT)CURTESTI)¦ meter SN:1702434126423122
Tensiune reziduală u% | Durata t ms |  |  |  |  | Total
| 10 < t ≤ 200 | 200 < t ≤ 500 | 500 < t ≤ 1000 | 1000 < t ≤ 5000 | 5000 < t ≤ 60000
80 ≤ u < 90 | 0 | 0 | 0 | 0 | 0 | 0
70 ≤ u < 80 | 0 | 0 | 0 | 0 | 0 | 0
40 ≤ u < 70 | 0 | 0 | 0 | 0 | 0 | 0
5 ≤ u < 40 | 0 | 0 | 0 | 0 | 0 | 0
u < 5 | 0 | 0 | 0 | 0 | 0 | 0
Total | 0 | 0 | 0 | 0 | 0 | 0
HUDU03(PTA 3 HUDUM (PROFI IZOBEK))¦ meter SN:1702234122646050
Tensiune reziduală u% | Durata t ms |  |  |  |  | Total
| 10 < t ≤ 200 | 200 < t ≤ 500 | 500 < t ≤ 1000 | 1000 < t ≤ 5000 | 5000 < t ≤ 60000
80 ≤ u < 90 | 0 | 0 | 0 | 2 | 5 | 7
70 ≤ u < 80 | 0 | 0 | 0 | 0 | 0 | 0
40 ≤ u < 70 | 0 | 0 | 0 | 0 | 0 | 0
5 ≤ u < 40 | 0 | 0 | 0 | 0 | 0 | 0
u < 5 | 0 | 0 | 0 | 0 | 0 | 0
Total | 0 | 0 | 0 | 2 | 5 | 7
HUDU05(PTAB 5 HUDUM)¦ meter SN:1702234122711098
Tensiune reziduală u% | Durata t ms |  |  |  |  | Total
| 10 < t ≤ 200 | 200 < t ≤ 500 | 500 < t ≤ 1000 | 1000 < t ≤ 5000 | 5000 < t ≤ 60000
80 ≤ u < 90 | 0 | 0 | 0 | 0 | 0 | 0
70 ≤ u < 80 | 0 | 0 | 0 | 0 | 0 | 0
40 ≤ u < 70 | 0 | 0 | 0 | 0 | 0 | 0
5 ≤ u < 40 | 0 | 0 | 0 | 0 | 0 | 0
u < 5 | 0 | 0 | 0 | 0 | 0 | 0
Total | 0 | 0 | 0 | 0 | 0 | 0
LEBD02(PTA 2 LEBADA)¦ meter SN:1702234122646051
Tensiune reziduală u% | Durata t ms |  |  |  |  | Total
| 10 < t ≤ 200 | 200 < t ≤ 500 | 500 < t ≤ 1000 | 1000 < t ≤ 5000 | 5000 < t ≤ 60000
80 ≤ u < 90 | 0 | 0 | 0 | 0 | 0 | 0
70 ≤ u < 80 | 0 | 0 | 0 | 0 | 0 | 0
40 ≤ u < 70 | 0 | 0 | 0 | 0 | 0 | 0
5 ≤ u < 40 | 0 | 0 | 0 | 0 | 0 | 0
u < 5 | 0 | 0 | 0 | 0 | 0 | 0
Total | 0 | 0 | 0 | 0 | 0 | 0
MADO01(PTA 1 MANASTIREA DOAMNEI)¦ meter SN:1702234122711113
Tensiune reziduală u% | Durata t ms |  |  |  |  | Total
| 10 < t ≤ 200 | 200 < t ≤ 500 | 500 < t ≤ 1000 | 1000 < t ≤ 5000 | 5000 < t ≤ 60000
80 ≤ u < 90 | 0 | 0 | 0 | 1 | 0 | 1
70 ≤ u < 80 | 0 | 0 | 0 | 0 | 0 | 0
40 ≤ u < 70 | 0 | 0 | 0 | 0 | 0 | 0
5 ≤ u < 40 | 0 | 0 | 0 | 0 | 0 | 0
u < 5 | 0 | 0 | 0 | 0 | 0 | 0
Total | 0 | 0 | 0 | 1 | 0 | 1
MADO02(PTA 2 MANASTIREA DOAMNEI)¦ meter SN:1702334123717718
Tensiune reziduală u% | Durata t ms |  |  |  |  | Total
| 10 < t ≤ 200 | 200 < t ≤ 500 | 500 < t ≤ 1000 | 1000 < t ≤ 5000 | 5000 < t ≤ 60000
80 ≤ u < 90 | 0 | 0 | 0 | 62 | 135 | 197
70 ≤ u < 80 | 0 | 0 | 0 | 0 | 0 | 0
40 ≤ u < 70 | 0 | 0 | 0 | 0 | 0 | 0
5 ≤ u < 40 | 0 | 0 | 0 | 0 | 0 | 0
u < 5 | 0 | 0 | 0 | 0 | 0 | 0
Total | 0 | 0 | 0 | 62 | 135 | 197
MADO04(PTAB 4 M.REA DOAMNEI 100 KVA)¦ meter SN:1702334123717719
Tensiune reziduală u% | Durata t ms |  |  |  |  | Total
| 10 < t ≤ 200 | 200 < t ≤ 500 | 500 < t ≤ 1000 | 1000 < t ≤ 5000 | 5000 < t ≤ 60000
80 ≤ u < 90 | 0 | 0 | 0 | 0 | 0 | 0
70 ≤ u < 80 | 0 | 0 | 0 | 0 | 0 | 0
40 ≤ u < 70 | 0 | 0 | 0 | 0 | 0 | 0
5 ≤ u < 40 | 0 | 0 | 0 | 0 | 0 | 0
u < 5 | 0 | 0 | 0 | 0 | 0 | 0
Total | 0 | 0 | 0 | 0 | 0 | 0
MADO05(PTA 5 MANASTIREA DOAMNEI (1X160 KVA))¦ meter SN:1702234122711095
Tensiune reziduală u% | Durata t ms |  |  |  |  | Total
| 10 < t ≤ 200 | 200 < t ≤ 500 | 500 < t ≤ 1000 | 1000 < t ≤ 5000 | 5000 < t ≤ 60000
80 ≤ u < 90 | 0 | 0 | 0 | 1 | 0 | 1
70 ≤ u < 80 | 0 | 0 | 0 | 0 | 0 | 0
40 ≤ u < 70 | 0 | 0 | 0 | 0 | 0 | 0
5 ≤ u < 40 | 0 | 0 | 0 | 0 | 0 | 0
u < 5 | 0 | 0 | 0 | 0 | 0 | 0
Total | 0 | 0 | 0 | 1 | 0 | 1
MNLS01(PTA 1 MANOLESTI VALE)¦ meter SN:1702434125831788
Tensiune reziduală u% | Durata t ms |  |  |  |  | Total
| 10 < t ≤ 200 | 200 < t ≤ 500 | 500 < t ≤ 1000 | 1000 < t ≤ 5000 | 5000 < t ≤ 60000
80 ≤ u < 90 | 0 | 0 | 0 | 0 | 0 | 0
70 ≤ u < 80 | 0 | 0 | 0 | 0 | 0 | 0
40 ≤ u < 70 | 0 | 0 | 0 | 0 | 0 | 0
5 ≤ u < 40 | 0 | 0 | 0 | 0 | 0 | 0
u < 5 | 0 | 0 | 0 | 0 | 0 | 0
Total | 0 | 0 | 0 | 0 | 0 | 0

## BT20(DOROHOI)
DRB001(PTAV 1 DARABANI)¦ meter SN:1702334123717731
Tensiune reziduală u% | Durata t ms |  |  |  |  | Total
| 10 < t ≤ 200 | 200 < t ≤ 500 | 500 < t ≤ 1000 | 1000 < t ≤ 5000 | 5000 < t ≤ 60000
80 ≤ u < 90 | 0 | 0 | 0 | 0 | 0 | 0
70 ≤ u < 80 | 0 | 0 | 0 | 0 | 0 | 0
40 ≤ u < 70 | 0 | 0 | 0 | 0 | 0 | 0
5 ≤ u < 40 | 0 | 0 | 0 | 0 | 0 | 0
u < 5 | 0 | 0 | 0 | 0 | 0 | 0
Total | 0 | 0 | 0 | 0 | 0 | 0
DRB006(PTA 6 DARABANI)¦ meter SN:1009151000002772
Tensiune reziduală u% | Durata t ms |  |  |  |  | Total
| 10 < t ≤ 200 | 200 < t ≤ 500 | 500 < t ≤ 1000 | 1000 < t ≤ 5000 | 5000 < t ≤ 60000
80 ≤ u < 90 | 0 | 0 | 0 | 0 | 0 | 0
70 ≤ u < 80 | 0 | 0 | 0 | 0 | 0 | 0
40 ≤ u < 70 | 0 | 0 | 0 | 0 | 0 | 0
5 ≤ u < 40 | 0 | 0 | 0 | 0 | 0 | 0
u < 5 | 0 | 0 | 0 | 0 | 0 | 0
Total | 0 | 0 | 0 | 0 | 0 | 0
DRB013(PTA 13 DARABANI)¦ meter SN:1702334125532625
Tensiune reziduală u% | Durata t ms |  |  |  |  | Total
| 10 < t ≤ 200 | 200 < t ≤ 500 | 500 < t ≤ 1000 | 1000 < t ≤ 5000 | 5000 < t ≤ 60000
80 ≤ u < 90 | 0 | 0 | 0 | 0 | 0 | 0
70 ≤ u < 80 | 0 | 0 | 0 | 0 | 0 | 0
40 ≤ u < 70 | 0 | 0 | 0 | 0 | 0 | 0
5 ≤ u < 40 | 0 | 0 | 0 | 0 | 0 | 0
u < 5 | 0 | 0 | 0 | 0 | 0 | 0
Total | 0 | 0 | 0 | 0 | 0 | 0
DRB023(PTAB 23 DARABANI LICEU)¦ meter SN:1702334125532629
Tensiune reziduală u% | Durata t ms |  |  |  |  | Total
| 10 < t ≤ 200 | 200 < t ≤ 500 | 500 < t ≤ 1000 | 1000 < t ≤ 5000 | 5000 < t ≤ 60000
80 ≤ u < 90 | 0 | 0 | 0 | 0 | 0 | 0
70 ≤ u < 80 | 0 | 0 | 0 | 0 | 0 | 0
40 ≤ u < 70 | 0 | 0 | 0 | 0 | 0 | 0
5 ≤ u < 40 | 0 | 0 | 0 | 0 | 0 | 0
u < 5 | 0 | 0 | 0 | 0 | 0 | 0
Total | 0 | 0 | 0 | 0 | 0 | 0
DRB024(PTCZ 24 DARABANI)¦ meter SN:1702334123717722
Tensiune reziduală u% | Durata t ms |  |  |  |  | Total
| 10 < t ≤ 200 | 200 < t ≤ 500 | 500 < t ≤ 1000 | 1000 < t ≤ 5000 | 5000 < t ≤ 60000
80 ≤ u < 90 | 0 | 0 | 0 | 1 | 0 | 1
70 ≤ u < 80 | 0 | 0 | 0 | 0 | 0 | 0
40 ≤ u < 70 | 0 | 0 | 0 | 0 | 0 | 0
5 ≤ u < 40 | 0 | 0 | 0 | 0 | 0 | 0
u < 5 | 0 | 0 | 0 | 0 | 0 | 0
Total | 0 | 0 | 0 | 1 | 0 | 1
DRB027(PTA 27 DARABANI TRATARE APA)¦ meter SN:1702234122646060
Tensiune reziduală u% | Durata t ms |  |  |  |  | Total
| 10 < t ≤ 200 | 200 < t ≤ 500 | 500 < t ≤ 1000 | 1000 < t ≤ 5000 | 5000 < t ≤ 60000
80 ≤ u < 90 | 0 | 0 | 0 | 71 | 19 | 90
70 ≤ u < 80 | 0 | 0 | 0 | 0 | 0 | 0
40 ≤ u < 70 | 0 | 0 | 0 | 0 | 0 | 0
5 ≤ u < 40 | 0 | 0 | 0 | 0 | 0 | 0
u < 5 | 0 | 0 | 0 | 0 | 0 | 0
Total | 0 | 0 | 0 | 71 | 19 | 90
DRB028(PTCZ 28 DARABANI BLOCURI VECHI)¦ meter SN:1702434127805174
Tensiune reziduală u% | Durata t ms |  |  |  |  | Total
| 10 < t ≤ 200 | 200 < t ≤ 500 | 500 < t ≤ 1000 | 1000 < t ≤ 5000 | 5000 < t ≤ 60000
80 ≤ u < 90 | 0 | 0 | 0 | 0 | 0 | 0
70 ≤ u < 80 | 0 | 0 | 0 | 0 | 0 | 0
40 ≤ u < 70 | 0 | 0 | 0 | 0 | 0 | 0
5 ≤ u < 40 | 0 | 0 | 0 | 0 | 0 | 0
u < 5 | 0 | 0 | 0 | 0 | 0 | 0
Total | 0 | 0 | 0 | 0 | 0 | 0
DRB031(PTAB 31 DARABANI)¦ meter SN:1702434127805171
Tensiune reziduală u% | Durata t ms |  |  |  |  | Total
| 10 < t ≤ 200 | 200 < t ≤ 500 | 500 < t ≤ 1000 | 1000 < t ≤ 5000 | 5000 < t ≤ 60000
80 ≤ u < 90 | 0 | 0 | 0 | 0 | 0 | 0
70 ≤ u < 80 | 0 | 0 | 0 | 0 | 0 | 0
40 ≤ u < 70 | 0 | 0 | 0 | 0 | 0 | 0
5 ≤ u < 40 | 0 | 0 | 0 | 0 | 0 | 0
u < 5 | 0 | 0 | 0 | 0 | 0 | 0
Total | 0 | 0 | 0 | 0 | 0 | 0
DOR004(PTCZ 4 DOROHOI)¦ meter SN:1702434125831787
Tensiune reziduală u% | Durata t ms |  |  |  |  | Total
| 10 < t ≤ 200 | 200 < t ≤ 500 | 500 < t ≤ 1000 | 1000 < t ≤ 5000 | 5000 < t ≤ 60000
80 ≤ u < 90 | 0 | 0 | 0 | 0 | 0 | 0
70 ≤ u < 80 | 0 | 0 | 0 | 0 | 0 | 0
40 ≤ u < 70 | 0 | 0 | 0 | 0 | 0 | 0
5 ≤ u < 40 | 0 | 0 | 0 | 0 | 0 | 0
u < 5 | 0 | 0 | 0 | 0 | 0 | 0
Total | 0 | 0 | 0 | 0 | 0 | 0
DOR016(PTCZ 16 DOROHOI)¦ meter SN:1702334125532628
Tensiune reziduală u% | Durata t ms |  |  |  |  | Total
| 10 < t ≤ 200 | 200 < t ≤ 500 | 500 < t ≤ 1000 | 1000 < t ≤ 5000 | 5000 < t ≤ 60000
80 ≤ u < 90 | 0 | 0 | 0 | 0 | 0 | 0
70 ≤ u < 80 | 0 | 0 | 0 | 0 | 0 | 0
40 ≤ u < 70 | 0 | 0 | 0 | 0 | 0 | 0
5 ≤ u < 40 | 0 | 0 | 0 | 0 | 0 | 0
u < 5 | 0 | 0 | 0 | 0 | 0 | 0
Total | 0 | 0 | 0 | 0 | 0 | 0
DOR023(PTA 23 DOROHOI)¦ meter SN:1702434125831785
Tensiune reziduală u% | Durata t ms |  |  |  |  | Total
| 10 < t ≤ 200 | 200 < t ≤ 500 | 500 < t ≤ 1000 | 1000 < t ≤ 5000 | 5000 < t ≤ 60000
80 ≤ u < 90 | 0 | 0 | 0 | 0 | 0 | 0
70 ≤ u < 80 | 0 | 0 | 0 | 0 | 0 | 0
40 ≤ u < 70 | 0 | 0 | 0 | 0 | 0 | 0
5 ≤ u < 40 | 0 | 0 | 0 | 0 | 0 | 0
u < 5 | 0 | 0 | 0 | 0 | 0 | 0
Total | 0 | 0 | 0 | 0 | 0 | 0
DOR037(PTCZ 37 DOROHOI)¦ meter SN:1702434125831783
Tensiune reziduală u% | Durata t ms |  |  |  |  | Total
| 10 < t ≤ 200 | 200 < t ≤ 500 | 500 < t ≤ 1000 | 1000 < t ≤ 5000 | 5000 < t ≤ 60000
80 ≤ u < 90 | 0 | 0 | 0 | 1 | 0 | 1
70 ≤ u < 80 | 0 | 0 | 0 | 0 | 0 | 0
40 ≤ u < 70 | 0 | 0 | 0 | 0 | 0 | 0
5 ≤ u < 40 | 0 | 0 | 0 | 0 | 0 | 0
u < 5 | 0 | 0 | 0 | 0 | 0 | 0
Total | 0 | 0 | 0 | 1 | 0 | 1
DOR042(PTCZ 42 DOROHOI)¦ meter SN:1702334123717717
Tensiune reziduală u% | Durata t ms |  |  |  |  | Total
| 10 < t ≤ 200 | 200 < t ≤ 500 | 500 < t ≤ 1000 | 1000 < t ≤ 5000 | 5000 < t ≤ 60000
80 ≤ u < 90 | 0 | 0 | 0 | 2 | 0 | 2
70 ≤ u < 80 | 0 | 0 | 0 | 0 | 0 | 0
40 ≤ u < 70 | 0 | 0 | 0 | 0 | 0 | 0
5 ≤ u < 40 | 0 | 0 | 0 | 0 | 0 | 0
u < 5 | 0 | 0 | 0 | 0 | 0 | 0
Total | 0 | 0 | 0 | 2 | 0 | 2
DOR059(PTM 59 DOROHOI)¦ meter SN:1702434127805170
Tensiune reziduală u% | Durata t ms |  |  |  |  | Total
| 10 < t ≤ 200 | 200 < t ≤ 500 | 500 < t ≤ 1000 | 1000 < t ≤ 5000 | 5000 < t ≤ 60000
80 ≤ u < 90 | 0 | 0 | 0 | 0 | 0 | 0
70 ≤ u < 80 | 0 | 0 | 0 | 0 | 0 | 0
40 ≤ u < 70 | 0 | 0 | 0 | 0 | 0 | 0
5 ≤ u < 40 | 0 | 0 | 0 | 0 | 0 | 0
u < 5 | 0 | 0 | 0 | 0 | 0 | 0
Total | 0 | 0 | 0 | 0 | 0 | 0
DOR076(PTM 76 DOROHOI)¦ meter SN:1702234122646065
Tensiune reziduală u% | Durata t ms |  |  |  |  | Total
| 10 < t ≤ 200 | 200 < t ≤ 500 | 500 < t ≤ 1000 | 1000 < t ≤ 5000 | 5000 < t ≤ 60000
80 ≤ u < 90 | 0 | 0 | 0 | 0 | 0 | 0
70 ≤ u < 80 | 0 | 0 | 0 | 0 | 0 | 0
40 ≤ u < 70 | 0 | 0 | 0 | 0 | 0 | 0
5 ≤ u < 40 | 0 | 0 | 0 | 0 | 0 | 0
u < 5 | 0 | 0 | 0 | 0 | 0 | 0
Total | 0 | 0 | 0 | 0 | 0 | 0
DOR078(PTCZ 78 DOROHOI)¦ meter SN:1702334123717714
Tensiune reziduală u% | Durata t ms |  |  |  |  | Total
| 10 < t ≤ 200 | 200 < t ≤ 500 | 500 < t ≤ 1000 | 1000 < t ≤ 5000 | 5000 < t ≤ 60000
80 ≤ u < 90 | 0 | 0 | 0 | 2 | 0 | 2
70 ≤ u < 80 | 0 | 0 | 0 | 0 | 0 | 0
40 ≤ u < 70 | 0 | 0 | 0 | 0 | 0 | 0
5 ≤ u < 40 | 0 | 0 | 0 | 0 | 0 | 0
u < 5 | 0 | 0 | 0 | 0 | 0 | 0
Total | 0 | 0 | 0 | 2 | 0 | 2
DOR078(PTCZ 78 DOROHOI)¦ meter SN:1702434126423119
Tensiune reziduală u% | Durata t ms |  |  |  |  | Total
| 10 < t ≤ 200 | 200 < t ≤ 500 | 500 < t ≤ 1000 | 1000 < t ≤ 5000 | 5000 < t ≤ 60000
80 ≤ u < 90 | 0 | 0 | 0 | 0 | 0 | 0
70 ≤ u < 80 | 0 | 0 | 0 | 0 | 0 | 0
40 ≤ u < 70 | 0 | 0 | 0 | 0 | 0 | 0
5 ≤ u < 40 | 0 | 0 | 0 | 0 | 0 | 0
u < 5 | 0 | 0 | 0 | 0 | 0 | 0
Total | 0 | 0 | 0 | 0 | 0 | 0
DOR083(PTA 83 DOROHOI (DEALU MARE))¦ meter SN:1702234122646063
Tensiune reziduală u% | Durata t ms |  |  |  |  | Total
| 10 < t ≤ 200 | 200 < t ≤ 500 | 500 < t ≤ 1000 | 1000 < t ≤ 5000 | 5000 < t ≤ 60000
80 ≤ u < 90 | 0 | 0 | 0 | 2 | 0 | 2
70 ≤ u < 80 | 0 | 0 | 0 | 0 | 0 | 0
40 ≤ u < 70 | 0 | 0 | 0 | 0 | 0 | 0
5 ≤ u < 40 | 0 | 0 | 0 | 0 | 0 | 0
u < 5 | 0 | 0 | 0 | 0 | 0 | 0
Total | 0 | 0 | 0 | 2 | 0 | 2

## BT30(SAVENI)
RIPI02(PTCZ 2 RIPICENI)¦ meter SN:1009141000000886
Tensiune reziduală u% | Durata t ms |  |  |  |  | Total
| 10 < t ≤ 200 | 200 < t ≤ 500 | 500 < t ≤ 1000 | 1000 < t ≤ 5000 | 5000 < t ≤ 60000
80 ≤ u < 90 | 0 | 0 | 0 | 0 | 0 | 0
70 ≤ u < 80 | 0 | 0 | 0 | 0 | 0 | 0
40 ≤ u < 70 | 0 | 0 | 0 | 0 | 0 | 0
5 ≤ u < 40 | 0 | 0 | 0 | 0 | 0 | 0
u < 5 | 0 | 0 | 0 | 0 | 0 | 0
Total | 0 | 0 | 0 | 0 | 0 | 0
SAV001(PTA 1 SAVENI)¦ meter SN:1702234123505935
Tensiune reziduală u% | Durata t ms |  |  |  |  | Total
| 10 < t ≤ 200 | 200 < t ≤ 500 | 500 < t ≤ 1000 | 1000 < t ≤ 5000 | 5000 < t ≤ 60000
80 ≤ u < 90 | 0 | 0 | 0 | 5 | 2 | 7
70 ≤ u < 80 | 0 | 0 | 0 | 0 | 0 | 0
40 ≤ u < 70 | 0 | 0 | 0 | 0 | 0 | 0
5 ≤ u < 40 | 0 | 0 | 0 | 0 | 0 | 0
u < 5 | 0 | 0 | 0 | 0 | 0 | 0
Total | 0 | 0 | 0 | 5 | 2 | 7
SAV002(PTA 2 SAVENI)¦ meter SN:1702234122646042
Tensiune reziduală u% | Durata t ms |  |  |  |  | Total
| 10 < t ≤ 200 | 200 < t ≤ 500 | 500 < t ≤ 1000 | 1000 < t ≤ 5000 | 5000 < t ≤ 60000
80 ≤ u < 90 | 0 | 0 | 0 | 0 | 0 | 0
70 ≤ u < 80 | 0 | 0 | 0 | 0 | 0 | 0
40 ≤ u < 70 | 0 | 0 | 0 | 0 | 0 | 0
5 ≤ u < 40 | 0 | 0 | 0 | 0 | 0 | 0
u < 5 | 0 | 0 | 0 | 0 | 0 | 0
Total | 0 | 0 | 0 | 0 | 0 | 0
SAV004(PTA 4 SAVENI)¦ meter SN:1702334123717730
Tensiune reziduală u% | Durata t ms |  |  |  |  | Total
| 10 < t ≤ 200 | 200 < t ≤ 500 | 500 < t ≤ 1000 | 1000 < t ≤ 5000 | 5000 < t ≤ 60000
80 ≤ u < 90 | 0 | 0 | 0 | 2 | 0 | 2
70 ≤ u < 80 | 0 | 0 | 0 | 0 | 0 | 0
40 ≤ u < 70 | 0 | 0 | 0 | 0 | 0 | 0
5 ≤ u < 40 | 0 | 0 | 0 | 0 | 0 | 0
u < 5 | 0 | 0 | 0 | 0 | 0 | 0
Total | 0 | 0 | 0 | 2 | 0 | 2
SAV005(PTCZ 5 BLOCURI 1 SAVENI)¦ meter SN:1702234123505934
Tensiune reziduală u% | Durata t ms |  |  |  |  | Total
| 10 < t ≤ 200 | 200 < t ≤ 500 | 500 < t ≤ 1000 | 1000 < t ≤ 5000 | 5000 < t ≤ 60000
80 ≤ u < 90 | 0 | 0 | 0 | 1 | 0 | 1
70 ≤ u < 80 | 0 | 0 | 0 | 0 | 0 | 0
40 ≤ u < 70 | 0 | 0 | 0 | 0 | 0 | 0
5 ≤ u < 40 | 0 | 0 | 0 | 0 | 0 | 0
u < 5 | 0 | 0 | 0 | 0 | 0 | 0
Total | 0 | 0 | 0 | 1 | 0 | 1
SAV007(PTA 7 SAVENI STEFAN CEL MARE)¦ meter SN:1702234122646047
Tensiune reziduală u% | Durata t ms |  |  |  |  | Total
| 10 < t ≤ 200 | 200 < t ≤ 500 | 500 < t ≤ 1000 | 1000 < t ≤ 5000 | 5000 < t ≤ 60000
80 ≤ u < 90 | 0 | 0 | 0 | 0 | 0 | 0
70 ≤ u < 80 | 0 | 0 | 0 | 0 | 0 | 0
40 ≤ u < 70 | 0 | 0 | 0 | 0 | 0 | 0
5 ≤ u < 40 | 0 | 0 | 0 | 0 | 0 | 0
u < 5 | 0 | 0 | 0 | 0 | 0 | 0
Total | 0 | 0 | 0 | 0 | 0 | 0
SAV008(PTCZ CONFECTIA SAVENI)¦ meter SN:1702234122711104
Tensiune reziduală u% | Durata t ms |  |  |  |  | Total
| 10 < t ≤ 200 | 200 < t ≤ 500 | 500 < t ≤ 1000 | 1000 < t ≤ 5000 | 5000 < t ≤ 60000
80 ≤ u < 90 | 0 | 0 | 0 | 2 | 0 | 2
70 ≤ u < 80 | 0 | 0 | 0 | 0 | 0 | 0
40 ≤ u < 70 | 0 | 0 | 0 | 0 | 0 | 0
5 ≤ u < 40 | 0 | 0 | 0 | 0 | 0 | 0
u < 5 | 0 | 0 | 0 | 0 | 0 | 0
Total | 0 | 0 | 0 | 2 | 0 | 2
SAV010(PTAB 10 COMPLEX SAVENI)¦ meter SN:1702234123505937
Tensiune reziduală u% | Durata t ms |  |  |  |  | Total
| 10 < t ≤ 200 | 200 < t ≤ 500 | 500 < t ≤ 1000 | 1000 < t ≤ 5000 | 5000 < t ≤ 60000
80 ≤ u < 90 | 0 | 0 | 0 | 2 | 0 | 2
70 ≤ u < 80 | 0 | 0 | 0 | 0 | 0 | 0
40 ≤ u < 70 | 0 | 0 | 0 | 0 | 0 | 0
5 ≤ u < 40 | 0 | 0 | 0 | 0 | 0 | 0
u < 5 | 0 | 0 | 0 | 0 | 0 | 0
Total | 0 | 0 | 0 | 2 | 0 | 2
SAV011(PTCZ 11 LICEU SAVENI)¦ meter SN:1702234122646046
Tensiune reziduală u% | Durata t ms |  |  |  |  | Total
| 10 < t ≤ 200 | 200 < t ≤ 500 | 500 < t ≤ 1000 | 1000 < t ≤ 5000 | 5000 < t ≤ 60000
80 ≤ u < 90 | 0 | 0 | 0 | 1 | 0 | 1
70 ≤ u < 80 | 0 | 0 | 0 | 0 | 0 | 0
40 ≤ u < 70 | 0 | 0 | 0 | 0 | 0 | 0
5 ≤ u < 40 | 0 | 0 | 0 | 0 | 0 | 0
u < 5 | 0 | 0 | 0 | 0 | 0 | 0
Total | 0 | 0 | 0 | 1 | 0 | 1
SAV012(PTA 12 S. BARNUTIU SAVENI)¦ meter SN:1702434127805169
Tensiune reziduală u% | Durata t ms |  |  |  |  | Total
| 10 < t ≤ 200 | 200 < t ≤ 500 | 500 < t ≤ 1000 | 1000 < t ≤ 5000 | 5000 < t ≤ 60000
80 ≤ u < 90 | 0 | 0 | 0 | 0 | 0 | 0
70 ≤ u < 80 | 0 | 0 | 0 | 0 | 0 | 0
40 ≤ u < 70 | 0 | 0 | 0 | 0 | 0 | 0
5 ≤ u < 40 | 0 | 0 | 0 | 0 | 0 | 0
u < 5 | 0 | 0 | 0 | 0 | 0 | 0
Total | 0 | 0 | 0 | 0 | 0 | 0
SAV014(PTM 14 STADION SAVENI)¦ meter SN:1702234123505933
Tensiune reziduală u% | Durata t ms |  |  |  |  | Total
| 10 < t ≤ 200 | 200 < t ≤ 500 | 500 < t ≤ 1000 | 1000 < t ≤ 5000 | 5000 < t ≤ 60000
80 ≤ u < 90 | 0 | 0 | 0 | 1 | 0 | 1
70 ≤ u < 80 | 0 | 0 | 0 | 0 | 0 | 0
40 ≤ u < 70 | 0 | 0 | 0 | 0 | 0 | 0
5 ≤ u < 40 | 0 | 0 | 0 | 0 | 0 | 0
u < 5 | 0 | 0 | 0 | 0 | 0 | 0
Total | 0 | 0 | 0 | 1 | 0 | 1
SAV015(PTA PASAJ CFR (TERT) SAVENI)¦ meter SN:1702334123717713
Tensiune reziduală u% | Durata t ms |  |  |  |  | Total
| 10 < t ≤ 200 | 200 < t ≤ 500 | 500 < t ≤ 1000 | 1000 < t ≤ 5000 | 5000 < t ≤ 60000
80 ≤ u < 90 | 0 | 0 | 0 | 1 | 0 | 1
70 ≤ u < 80 | 0 | 0 | 0 | 0 | 0 | 0
40 ≤ u < 70 | 0 | 0 | 0 | 0 | 0 | 0
5 ≤ u < 40 | 0 | 0 | 0 | 0 | 0 | 0
u < 5 | 0 | 0 | 0 | 0 | 0 | 0
Total | 0 | 0 | 0 | 1 | 0 | 1
SAV029(PTCZ 8 BLOCURI 2 SAVENI)¦ meter SN:1702234122646043
Tensiune reziduală u% | Durata t ms |  |  |  |  | Total
| 10 < t ≤ 200 | 200 < t ≤ 500 | 500 < t ≤ 1000 | 1000 < t ≤ 5000 | 5000 < t ≤ 60000
80 ≤ u < 90 | 0 | 0 | 0 | 0 | 0 | 0
70 ≤ u < 80 | 0 | 0 | 0 | 0 | 0 | 0
40 ≤ u < 70 | 0 | 0 | 0 | 0 | 0 | 0
5 ≤ u < 40 | 0 | 0 | 0 | 0 | 0 | 0
u < 5 | 0 | 0 | 0 | 0 | 0 | 0
Total | 0 | 0 | 0 | 0 | 0 | 0
STFN04(PTA 4 STEFANESTI)¦ meter SN:1702334123717712
Tensiune reziduală u% | Durata t ms |  |  |  |  | Total
| 10 < t ≤ 200 | 200 < t ≤ 500 | 500 < t ≤ 1000 | 1000 < t ≤ 5000 | 5000 < t ≤ 60000
80 ≤ u < 90 | 0 | 0 | 0 | 0 | 0 | 0
70 ≤ u < 80 | 0 | 0 | 0 | 0 | 0 | 0
40 ≤ u < 70 | 0 | 0 | 0 | 0 | 0 | 0
5 ≤ u < 40 | 0 | 0 | 0 | 0 | 0 | 0
u < 5 | 0 | 0 | 0 | 0 | 0 | 0
Total | 0 | 0 | 0 | 0 | 0 | 0
STFN05(PTCZ BLOCURI STEFANESTI)¦ meter SN:1702234122711102
Tensiune reziduală u% | Durata t ms |  |  |  |  | Total
| 10 < t ≤ 200 | 200 < t ≤ 500 | 500 < t ≤ 1000 | 1000 < t ≤ 5000 | 5000 < t ≤ 60000
80 ≤ u < 90 | 0 | 0 | 0 | 0 | 0 | 0
70 ≤ u < 80 | 0 | 0 | 0 | 0 | 0 | 0
40 ≤ u < 70 | 0 | 0 | 0 | 0 | 0 | 0
5 ≤ u < 40 | 0 | 0 | 0 | 0 | 0 | 0
u < 5 | 0 | 0 | 0 | 0 | 0 | 0
Total | 0 | 0 | 0 | 0 | 0 | 0
TRUS01(PTA 1 TRUSESTI)¦ meter SN:1702334125532627
Tensiune reziduală u% | Durata t ms |  |  |  |  | Total
| 10 < t ≤ 200 | 200 < t ≤ 500 | 500 < t ≤ 1000 | 1000 < t ≤ 5000 | 5000 < t ≤ 60000
80 ≤ u < 90 | 0 | 0 | 0 | 3 | 0 | 3
70 ≤ u < 80 | 0 | 0 | 0 | 0 | 0 | 0
40 ≤ u < 70 | 0 | 0 | 0 | 0 | 0 | 0
5 ≤ u < 40 | 0 | 0 | 0 | 0 | 0 | 0
u < 5 | 0 | 0 | 0 | 0 | 0 | 0
Total | 0 | 0 | 0 | 3 | 0 | 3
TRUS02(PTA 2 TRUSESTI)¦ meter SN:1702334125532610
Tensiune reziduală u% | Durata t ms |  |  |  |  | Total
| 10 < t ≤ 200 | 200 < t ≤ 500 | 500 < t ≤ 1000 | 1000 < t ≤ 5000 | 5000 < t ≤ 60000
80 ≤ u < 90 | 0 | 0 | 0 | 4 | 0 | 4
70 ≤ u < 80 | 0 | 0 | 0 | 0 | 0 | 0
40 ≤ u < 70 | 0 | 0 | 0 | 0 | 0 | 0
5 ≤ u < 40 | 0 | 0 | 0 | 0 | 0 | 0
u < 5 | 0 | 0 | 0 | 0 | 0 | 0
Total | 0 | 0 | 0 | 4 | 0 | 4
TRUS03(PTA 3 TRUSESTI)¦ meter SN:1702334125532611
Tensiune reziduală u% | Durata t ms |  |  |  |  | Total
| 10 < t ≤ 200 | 200 < t ≤ 500 | 500 < t ≤ 1000 | 1000 < t ≤ 5000 | 5000 < t ≤ 60000
80 ≤ u < 90 | 0 | 0 | 0 | 4 | 0 | 4
70 ≤ u < 80 | 0 | 0 | 0 | 0 | 0 | 0
40 ≤ u < 70 | 0 | 0 | 0 | 0 | 0 | 0
5 ≤ u < 40 | 0 | 0 | 0 | 0 | 0 | 0
u < 5 | 0 | 0 | 0 | 0 | 0 | 0
Total | 0 | 0 | 0 | 4 | 0 | 4
TRUS04(PTA 4 TRUSESTI)¦ meter SN:1702234122711118
Tensiune reziduală u% | Durata t ms |  |  |  |  | Total
| 10 < t ≤ 200 | 200 < t ≤ 500 | 500 < t ≤ 1000 | 1000 < t ≤ 5000 | 5000 < t ≤ 60000
80 ≤ u < 90 | 0 | 0 | 0 | 0 | 0 | 0
70 ≤ u < 80 | 0 | 0 | 0 | 0 | 0 | 0
40 ≤ u < 70 | 0 | 0 | 0 | 0 | 0 | 0
5 ≤ u < 40 | 0 | 0 | 0 | 0 | 0 | 0
u < 5 | 0 | 0 | 0 | 0 | 0 | 0
Total | 0 | 0 | 0 | 0 | 0 | 0
TRUS05(PTA 5 TRUSESTI)¦ meter SN:1702234122711096
Tensiune reziduală u% | Durata t ms |  |  |  |  | Total
| 10 < t ≤ 200 | 200 < t ≤ 500 | 500 < t ≤ 1000 | 1000 < t ≤ 5000 | 5000 < t ≤ 60000
80 ≤ u < 90 | 0 | 0 | 0 | 0 | 0 | 0
70 ≤ u < 80 | 0 | 0 | 0 | 0 | 0 | 0
40 ≤ u < 70 | 0 | 0 | 0 | 0 | 0 | 0
5 ≤ u < 40 | 0 | 0 | 0 | 0 | 0 | 0
u < 5 | 0 | 0 | 0 | 0 | 0 | 0
Total | 0 | 0 | 0 | 0 | 0 | 0
TRUS06(PTA 6 TRUSESTI)¦ meter SN:1009141000001166
Tensiune reziduală u% | Durata t ms |  |  |  |  | Total
| 10 < t ≤ 200 | 200 < t ≤ 500 | 500 < t ≤ 1000 | 1000 < t ≤ 5000 | 5000 < t ≤ 60000
80 ≤ u < 90 | 0 | 0 | 0 | 0 | 0 | 0
70 ≤ u < 80 | 0 | 0 | 0 | 0 | 0 | 0
40 ≤ u < 70 | 0 | 0 | 0 | 0 | 0 | 0
5 ≤ u < 40 | 0 | 0 | 0 | 0 | 0 | 0
u < 5 | 0 | 0 | 0 | 0 | 0 | 0
Total | 0 | 0 | 0 | 0 | 0 | 0
TRUS09(PTA INCUBATOR TRUSESTI)¦ meter SN:1702434126588386
Tensiune reziduală u% | Durata t ms |  |  |  |  | Total
| 10 < t ≤ 200 | 200 < t ≤ 500 | 500 < t ≤ 1000 | 1000 < t ≤ 5000 | 5000 < t ≤ 60000
80 ≤ u < 90 | 0 | 0 | 0 | 0 | 0 | 0
70 ≤ u < 80 | 0 | 0 | 0 | 0 | 0 | 0
40 ≤ u < 70 | 0 | 0 | 0 | 0 | 0 | 0
5 ≤ u < 40 | 0 | 0 | 0 | 0 | 0 | 0
u < 5 | 0 | 0 | 0 | 0 | 0 | 0
Total | 0 | 0 | 0 | 0 | 0 | 0
TRUS10(PTA MOARA TRUSESTI)¦ meter SN:1702434126588384
Tensiune reziduală u% | Durata t ms |  |  |  |  | Total
| 10 < t ≤ 200 | 200 < t ≤ 500 | 500 < t ≤ 1000 | 1000 < t ≤ 5000 | 5000 < t ≤ 60000
80 ≤ u < 90 | 0 | 0 | 0 | 0 | 0 | 0
70 ≤ u < 80 | 0 | 0 | 0 | 0 | 0 | 0
40 ≤ u < 70 | 0 | 0 | 0 | 0 | 0 | 0
5 ≤ u < 40 | 0 | 0 | 0 | 0 | 0 | 0
u < 5 | 0 | 0 | 0 | 0 | 0 | 0
Total | 0 | 0 | 0 | 0 | 0 | 0
TRUS11(PTA BLOCURI TRUSESTI (FOST PTA 7 TRUSESTI))¦ meter SN:1702334125532626
Tensiune reziduală u% | Durata t ms |  |  |  |  | Total
| 10 < t ≤ 200 | 200 < t ≤ 500 | 500 < t ≤ 1000 | 1000 < t ≤ 5000 | 5000 < t ≤ 60000
80 ≤ u < 90 | 0 | 0 | 0 | 0 | 0 | 0
70 ≤ u < 80 | 0 | 0 | 0 | 0 | 0 | 0
40 ≤ u < 70 | 0 | 0 | 0 | 0 | 0 | 0
5 ≤ u < 40 | 0 | 0 | 0 | 0 | 0 | 0
u < 5 | 0 | 0 | 0 | 0 | 0 | 0
Total | 0 | 0 | 0 | 0 | 0 | 0
TRUS12(PTA SMA TRUSESTI)¦ meter SN:1702434126423115
Tensiune reziduală u% | Durata t ms |  |  |  |  | Total
| 10 < t ≤ 200 | 200 < t ≤ 500 | 500 < t ≤ 1000 | 1000 < t ≤ 5000 | 5000 < t ≤ 60000
80 ≤ u < 90 | 0 | 0 | 0 | 0 | 0 | 0
70 ≤ u < 80 | 0 | 0 | 0 | 0 | 0 | 0
40 ≤ u < 70 | 0 | 0 | 0 | 0 | 0 | 0
5 ≤ u < 40 | 0 | 0 | 0 | 0 | 0 | 0
u < 5 | 0 | 0 | 0 | 0 | 0 | 0
Total | 0 | 0 | 0 | 0 | 0 | 0
TRUS14(PTA 1 COMPLEX TAURINE TRUSESTI)¦ meter SN:1702334125532613
Tensiune reziduală u% | Durata t ms |  |  |  |  | Total
| 10 < t ≤ 200 | 200 < t ≤ 500 | 500 < t ≤ 1000 | 1000 < t ≤ 5000 | 5000 < t ≤ 60000
80 ≤ u < 90 | 0 | 0 | 0 | 0 | 0 | 0
70 ≤ u < 80 | 0 | 0 | 0 | 0 | 0 | 0
40 ≤ u < 70 | 0 | 0 | 0 | 0 | 0 | 0
5 ≤ u < 40 | 0 | 0 | 0 | 0 | 0 | 0
u < 5 | 0 | 0 | 0 | 0 | 0 | 0
Total | 0 | 0 | 0 | 0 | 0 | 0
TRUS15(PTCZ COMPLEX PORCI TRUSESTI)¦ meter SN:1702334125532624
Tensiune reziduală u% | Durata t ms |  |  |  |  | Total
| 10 < t ≤ 200 | 200 < t ≤ 500 | 500 < t ≤ 1000 | 1000 < t ≤ 5000 | 5000 < t ≤ 60000
80 ≤ u < 90 | 0 | 0 | 0 | 0 | 0 | 0
70 ≤ u < 80 | 0 | 0 | 0 | 0 | 0 | 0
40 ≤ u < 70 | 0 | 0 | 0 | 0 | 0 | 0
5 ≤ u < 40 | 0 | 0 | 0 | 0 | 0 | 0
u < 5 | 0 | 0 | 0 | 0 | 0 | 0
Total | 0 | 0 | 0 | 0 | 0 | 0
TRUS16(PTCZ IRE TRUSESTI)¦ meter SN:1702334125532617
Tensiune reziduală u% | Durata t ms |  |  |  |  | Total
| 10 < t ≤ 200 | 200 < t ≤ 500 | 500 < t ≤ 1000 | 1000 < t ≤ 5000 | 5000 < t ≤ 60000
80 ≤ u < 90 | 0 | 0 | 0 | 0 | 0 | 0
70 ≤ u < 80 | 0 | 0 | 0 | 0 | 0 | 0
40 ≤ u < 70 | 0 | 0 | 0 | 0 | 0 | 0
5 ≤ u < 40 | 0 | 0 | 0 | 0 | 0 | 0
u < 5 | 0 | 0 | 0 | 0 | 0 | 0
Total | 0 | 0 | 0 | 0 | 0 | 0
TRUS16(PTCZ IRE TRUSESTI)¦ meter SN:1702434125831786
Tensiune reziduală u% | Durata t ms |  |  |  |  | Total
| 10 < t ≤ 200 | 200 < t ≤ 500 | 500 < t ≤ 1000 | 1000 < t ≤ 5000 | 5000 < t ≤ 60000
80 ≤ u < 90 | 0 | 0 | 0 | 0 | 0 | 0
70 ≤ u < 80 | 0 | 0 | 0 | 0 | 0 | 0
40 ≤ u < 70 | 0 | 0 | 0 | 0 | 0 | 0
5 ≤ u < 40 | 0 | 0 | 0 | 0 | 0 | 0
u < 5 | 0 | 0 | 0 | 0 | 0 | 0
Total | 0 | 0 | 0 | 0 | 0 | 0
TRUS18(PTCZ SILOZ TRUSESTI)¦ meter SN:1702434126588385
Tensiune reziduală u% | Durata t ms |  |  |  |  | Total
| 10 < t ≤ 200 | 200 < t ≤ 500 | 500 < t ≤ 1000 | 1000 < t ≤ 5000 | 5000 < t ≤ 60000
80 ≤ u < 90 | 0 | 0 | 0 | 0 | 0 | 0
70 ≤ u < 80 | 0 | 0 | 0 | 0 | 0 | 0
40 ≤ u < 70 | 0 | 0 | 0 | 0 | 0 | 0
5 ≤ u < 40 | 0 | 0 | 0 | 0 | 0 | 0
u < 5 | 0 | 0 | 0 | 0 | 0 | 0
Total | 0 | 0 | 0 | 0 | 0 | 0
TRUS20(PTCZ BLOCURI TRUSESTI)¦ meter SN:1702334125532609
Tensiune reziduală u% | Durata t ms |  |  |  |  | Total
| 10 < t ≤ 200 | 200 < t ≤ 500 | 500 < t ≤ 1000 | 1000 < t ≤ 5000 | 5000 < t ≤ 60000
80 ≤ u < 90 | 0 | 0 | 0 | 0 | 0 | 0
70 ≤ u < 80 | 0 | 0 | 0 | 0 | 0 | 0
40 ≤ u < 70 | 0 | 0 | 0 | 0 | 0 | 0
5 ≤ u < 40 | 0 | 0 | 0 | 0 | 0 | 0
u < 5 | 0 | 0 | 0 | 0 | 0 | 0
Total | 0 | 0 | 0 | 0 | 0 | 0

## BT40(FLAMANZI)
FLAM08(PTCZ 3 PTTR FLAMANZI)¦ meter SN:1702334123717711
Tensiune reziduală u% | Durata t ms |  |  |  |  | Total
| 10 < t ≤ 200 | 200 < t ≤ 500 | 500 < t ≤ 1000 | 1000 < t ≤ 5000 | 5000 < t ≤ 60000
80 ≤ u < 90 | 0 | 0 | 0 | 1 | 1 | 2
70 ≤ u < 80 | 0 | 0 | 0 | 0 | 0 | 0
40 ≤ u < 70 | 0 | 0 | 0 | 0 | 0 | 0
5 ≤ u < 40 | 0 | 0 | 0 | 0 | 0 | 0
u < 5 | 0 | 0 | 0 | 0 | 0 | 0
Total | 0 | 0 | 0 | 1 | 1 | 2
FLAM10(PTM CRR FLAMINZI)¦ meter SN:1702434125831793
Tensiune reziduală u% | Durata t ms |  |  |  |  | Total
| 10 < t ≤ 200 | 200 < t ≤ 500 | 500 < t ≤ 1000 | 1000 < t ≤ 5000 | 5000 < t ≤ 60000
80 ≤ u < 90 | 0 | 0 | 0 | 1 | 0 | 1
70 ≤ u < 80 | 0 | 0 | 0 | 0 | 0 | 0
40 ≤ u < 70 | 0 | 0 | 0 | 0 | 0 | 0
5 ≤ u < 40 | 0 | 0 | 0 | 0 | 0 | 0
u < 5 | 0 | 0 | 0 | 0 | 0 | 0
Total | 0 | 0 | 0 | 1 | 0 | 1
VLDE01(PTA 1 VLADENI DEAL)¦ meter SN:1009141000000163
Tensiune reziduală u% | Durata t ms |  |  |  |  | Total
| 10 < t ≤ 200 | 200 < t ≤ 500 | 500 < t ≤ 1000 | 1000 < t ≤ 5000 | 5000 < t ≤ 60000
80 ≤ u < 90 | 0 | 0 | 0 | 0 | 0 | 0
70 ≤ u < 80 | 0 | 0 | 0 | 0 | 0 | 0
40 ≤ u < 70 | 0 | 0 | 0 | 0 | 0 | 0
5 ≤ u < 40 | 0 | 0 | 0 | 0 | 0 | 0
u < 5 | 0 | 0 | 0 | 0 | 0 | 0
Total | 0 | 0 | 0 | 0 | 0 | 0

## IS10(IASI URBAN)
IS0007(PT 7 IASI)¦ meter SN:1702234122711281
Tensiune reziduală u% | Durata t ms |  |  |  |  | Total
| 10 < t ≤ 200 | 200 < t ≤ 500 | 500 < t ≤ 1000 | 1000 < t ≤ 5000 | 5000 < t ≤ 60000
80 ≤ u < 90 | 0 | 0 | 0 | 2 | 0 | 2
70 ≤ u < 80 | 0 | 0 | 0 | 0 | 0 | 0
40 ≤ u < 70 | 0 | 0 | 0 | 0 | 0 | 0
5 ≤ u < 40 | 0 | 0 | 0 | 0 | 0 | 0
u < 5 | 0 | 0 | 0 | 0 | 0 | 0
Total | 0 | 0 | 0 | 2 | 0 | 2
IS0126(PT 126 IASI)¦ meter SN:1702334123978832
Tensiune reziduală u% | Durata t ms |  |  |  |  | Total
| 10 < t ≤ 200 | 200 < t ≤ 500 | 500 < t ≤ 1000 | 1000 < t ≤ 5000 | 5000 < t ≤ 60000
80 ≤ u < 90 | 0 | 0 | 0 | 0 | 0 | 0
70 ≤ u < 80 | 0 | 0 | 0 | 0 | 0 | 0
40 ≤ u < 70 | 0 | 0 | 0 | 0 | 0 | 0
5 ≤ u < 40 | 0 | 0 | 0 | 0 | 0 | 0
u < 5 | 0 | 0 | 0 | 0 | 0 | 0
Total | 0 | 0 | 0 | 0 | 0 | 0
IS0222(PT 222 IASI)¦ meter SN:1702234122711335
Tensiune reziduală u% | Durata t ms |  |  |  |  | Total
| 10 < t ≤ 200 | 200 < t ≤ 500 | 500 < t ≤ 1000 | 1000 < t ≤ 5000 | 5000 < t ≤ 60000
80 ≤ u < 90 | 0 | 0 | 0 | 8 | 0 | 8
70 ≤ u < 80 | 0 | 0 | 0 | 0 | 0 | 0
40 ≤ u < 70 | 0 | 0 | 0 | 0 | 0 | 0
5 ≤ u < 40 | 0 | 0 | 0 | 0 | 0 | 0
u < 5 | 0 | 0 | 0 | 0 | 0 | 0
Total | 0 | 0 | 0 | 8 | 0 | 8
IS0228(PT 228 IASI)¦ meter SN:1702234122711369
Tensiune reziduală u% | Durata t ms |  |  |  |  | Total
| 10 < t ≤ 200 | 200 < t ≤ 500 | 500 < t ≤ 1000 | 1000 < t ≤ 5000 | 5000 < t ≤ 60000
80 ≤ u < 90 | 0 | 0 | 0 | 6 | 0 | 6
70 ≤ u < 80 | 0 | 0 | 0 | 0 | 0 | 0
40 ≤ u < 70 | 0 | 0 | 0 | 0 | 0 | 0
5 ≤ u < 40 | 0 | 0 | 0 | 0 | 0 | 0
u < 5 | 0 | 0 | 0 | 0 | 0 | 0
Total | 0 | 0 | 0 | 6 | 0 | 6
IS0275(PT 275 IASI)¦ meter SN:1702234122711284
Tensiune reziduală u% | Durata t ms |  |  |  |  | Total
| 10 < t ≤ 200 | 200 < t ≤ 500 | 500 < t ≤ 1000 | 1000 < t ≤ 5000 | 5000 < t ≤ 60000
80 ≤ u < 90 | 0 | 0 | 0 | 3 | 0 | 3
70 ≤ u < 80 | 0 | 0 | 0 | 0 | 0 | 0
40 ≤ u < 70 | 0 | 0 | 0 | 0 | 0 | 0
5 ≤ u < 40 | 0 | 0 | 0 | 0 | 0 | 0
u < 5 | 0 | 0 | 0 | 0 | 0 | 0
Total | 0 | 0 | 0 | 3 | 0 | 3
IS0282(PT 282 IASI)¦ meter SN:1702234122711236
Tensiune reziduală u% | Durata t ms |  |  |  |  | Total
| 10 < t ≤ 200 | 200 < t ≤ 500 | 500 < t ≤ 1000 | 1000 < t ≤ 5000 | 5000 < t ≤ 60000
80 ≤ u < 90 | 0 | 0 | 0 | 3 | 0 | 3
70 ≤ u < 80 | 0 | 0 | 0 | 0 | 0 | 0
40 ≤ u < 70 | 0 | 0 | 0 | 0 | 0 | 0
5 ≤ u < 40 | 0 | 0 | 0 | 0 | 0 | 0
u < 5 | 0 | 0 | 0 | 0 | 0 | 0
Total | 0 | 0 | 0 | 3 | 0 | 3
IS0345(PT 345 IASI)¦ meter SN:1702234122711370
Tensiune reziduală u% | Durata t ms |  |  |  |  | Total
| 10 < t ≤ 200 | 200 < t ≤ 500 | 500 < t ≤ 1000 | 1000 < t ≤ 5000 | 5000 < t ≤ 60000
80 ≤ u < 90 | 0 | 0 | 0 | 268 | 154 | 422
70 ≤ u < 80 | 0 | 0 | 0 | 0 | 0 | 0
40 ≤ u < 70 | 0 | 0 | 0 | 0 | 0 | 0
5 ≤ u < 40 | 0 | 0 | 0 | 0 | 0 | 0
u < 5 | 0 | 0 | 0 | 0 | 0 | 0
Total | 0 | 0 | 0 | 268 | 154 | 422
IS0346(PT 346 IASI)¦ meter SN:1702234122645884
Tensiune reziduală u% | Durata t ms |  |  |  |  | Total
| 10 < t ≤ 200 | 200 < t ≤ 500 | 500 < t ≤ 1000 | 1000 < t ≤ 5000 | 5000 < t ≤ 60000
80 ≤ u < 90 | 0 | 0 | 0 | 56 | 18 | 74
70 ≤ u < 80 | 0 | 0 | 0 | 0 | 0 | 0
40 ≤ u < 70 | 0 | 0 | 0 | 0 | 0 | 0
5 ≤ u < 40 | 0 | 0 | 0 | 0 | 0 | 0
u < 5 | 0 | 0 | 0 | 0 | 0 | 0
Total | 0 | 0 | 0 | 56 | 18 | 74
IS0368(PT 368 IASI)¦ meter SN:1702434125895719
Tensiune reziduală u% | Durata t ms |  |  |  |  | Total
| 10 < t ≤ 200 | 200 < t ≤ 500 | 500 < t ≤ 1000 | 1000 < t ≤ 5000 | 5000 < t ≤ 60000
80 ≤ u < 90 | 0 | 0 | 0 | 8 | 0 | 8
70 ≤ u < 80 | 0 | 0 | 0 | 0 | 0 | 0
40 ≤ u < 70 | 0 | 0 | 0 | 0 | 0 | 0
5 ≤ u < 40 | 0 | 0 | 0 | 0 | 0 | 0
u < 5 | 0 | 0 | 0 | 0 | 0 | 0
Total | 0 | 0 | 0 | 8 | 0 | 8
IS0400(PT 400 IASI)¦ meter SN:1702234122711423
Tensiune reziduală u% | Durata t ms |  |  |  |  | Total
| 10 < t ≤ 200 | 200 < t ≤ 500 | 500 < t ≤ 1000 | 1000 < t ≤ 5000 | 5000 < t ≤ 60000
80 ≤ u < 90 | 0 | 0 | 0 | 1 | 0 | 1
70 ≤ u < 80 | 0 | 0 | 0 | 0 | 0 | 0
40 ≤ u < 70 | 0 | 0 | 0 | 0 | 0 | 0
5 ≤ u < 40 | 0 | 0 | 0 | 0 | 0 | 0
u < 5 | 0 | 0 | 0 | 0 | 0 | 0
Total | 0 | 0 | 0 | 1 | 0 | 1
IS0411(PT 411 IASI)¦ meter SN:1702434126588465
Tensiune reziduală u% | Durata t ms |  |  |  |  | Total
| 10 < t ≤ 200 | 200 < t ≤ 500 | 500 < t ≤ 1000 | 1000 < t ≤ 5000 | 5000 < t ≤ 60000
80 ≤ u < 90 | 0 | 0 | 0 | 0 | 0 | 0
70 ≤ u < 80 | 0 | 0 | 0 | 0 | 0 | 0
40 ≤ u < 70 | 0 | 0 | 0 | 0 | 0 | 0
5 ≤ u < 40 | 0 | 0 | 0 | 0 | 0 | 0
u < 5 | 0 | 0 | 0 | 0 | 0 | 0
Total | 0 | 0 | 0 | 0 | 0 | 0
IS0485(PT 485 IASI)¦ meter SN:1702234122711435
Tensiune reziduală u% | Durata t ms |  |  |  |  | Total
| 10 < t ≤ 200 | 200 < t ≤ 500 | 500 < t ≤ 1000 | 1000 < t ≤ 5000 | 5000 < t ≤ 60000
80 ≤ u < 90 | 0 | 0 | 0 | 1 | 0 | 1
70 ≤ u < 80 | 0 | 0 | 0 | 0 | 0 | 0
40 ≤ u < 70 | 0 | 0 | 0 | 0 | 0 | 0
5 ≤ u < 40 | 0 | 0 | 0 | 0 | 0 | 0
u < 5 | 0 | 0 | 0 | 0 | 0 | 0
Total | 0 | 0 | 0 | 1 | 0 | 1
IS0491(PT 491 IASI)¦ meter SN:1702234123505905
Tensiune reziduală u% | Durata t ms |  |  |  |  | Total
| 10 < t ≤ 200 | 200 < t ≤ 500 | 500 < t ≤ 1000 | 1000 < t ≤ 5000 | 5000 < t ≤ 60000
80 ≤ u < 90 | 0 | 0 | 0 | 12 | 0 | 12
70 ≤ u < 80 | 0 | 0 | 0 | 0 | 0 | 0
40 ≤ u < 70 | 0 | 0 | 0 | 0 | 0 | 0
5 ≤ u < 40 | 0 | 0 | 0 | 0 | 0 | 0
u < 5 | 0 | 0 | 0 | 0 | 0 | 0
Total | 0 | 0 | 0 | 12 | 0 | 12
IS0492(PT 492 IASI)¦ meter SN:1702434126595882
Tensiune reziduală u% | Durata t ms |  |  |  |  | Total
| 10 < t ≤ 200 | 200 < t ≤ 500 | 500 < t ≤ 1000 | 1000 < t ≤ 5000 | 5000 < t ≤ 60000
80 ≤ u < 90 | 0 | 0 | 0 | 0 | 0 | 0
70 ≤ u < 80 | 0 | 0 | 0 | 0 | 0 | 0
40 ≤ u < 70 | 0 | 0 | 0 | 0 | 0 | 0
5 ≤ u < 40 | 0 | 0 | 0 | 0 | 0 | 0
u < 5 | 0 | 0 | 0 | 0 | 0 | 0
Total | 0 | 0 | 0 | 0 | 0 | 0
IS0493(PT 493 IASI)¦ meter SN:1702234122645733
Tensiune reziduală u% | Durata t ms |  |  |  |  | Total
| 10 < t ≤ 200 | 200 < t ≤ 500 | 500 < t ≤ 1000 | 1000 < t ≤ 5000 | 5000 < t ≤ 60000
80 ≤ u < 90 | 0 | 0 | 0 | 7 | 0 | 7
70 ≤ u < 80 | 0 | 0 | 0 | 0 | 0 | 0
40 ≤ u < 70 | 0 | 0 | 0 | 0 | 0 | 0
5 ≤ u < 40 | 0 | 0 | 0 | 0 | 0 | 0
u < 5 | 0 | 0 | 0 | 0 | 0 | 0
Total | 0 | 0 | 0 | 7 | 0 | 7
IS0494(PT 494 IASI)¦ meter SN:1702234122711359
Tensiune reziduală u% | Durata t ms |  |  |  |  | Total
| 10 < t ≤ 200 | 200 < t ≤ 500 | 500 < t ≤ 1000 | 1000 < t ≤ 5000 | 5000 < t ≤ 60000
80 ≤ u < 90 | 0 | 0 | 0 | 1 | 0 | 1
70 ≤ u < 80 | 0 | 0 | 0 | 0 | 0 | 0
40 ≤ u < 70 | 0 | 0 | 0 | 0 | 0 | 0
5 ≤ u < 40 | 0 | 0 | 0 | 0 | 0 | 0
u < 5 | 0 | 0 | 0 | 0 | 0 | 0
Total | 0 | 0 | 0 | 1 | 0 | 1
IS0717(PT 717 IASI)¦ meter SN:1702334125532505
Tensiune reziduală u% | Durata t ms |  |  |  |  | Total
| 10 < t ≤ 200 | 200 < t ≤ 500 | 500 < t ≤ 1000 | 1000 < t ≤ 5000 | 5000 < t ≤ 60000
80 ≤ u < 90 | 0 | 0 | 0 | 0 | 0 | 0
70 ≤ u < 80 | 0 | 0 | 0 | 0 | 0 | 0
40 ≤ u < 70 | 0 | 0 | 0 | 0 | 0 | 0
5 ≤ u < 40 | 0 | 0 | 0 | 0 | 0 | 0
u < 5 | 0 | 0 | 0 | 0 | 0 | 0
Total | 0 | 0 | 0 | 0 | 0 | 0
IS0758(PTAB 758 IASI)¦ meter SN:1702334125532509
Tensiune reziduală u% | Durata t ms |  |  |  |  | Total
| 10 < t ≤ 200 | 200 < t ≤ 500 | 500 < t ≤ 1000 | 1000 < t ≤ 5000 | 5000 < t ≤ 60000
80 ≤ u < 90 | 0 | 0 | 0 | 0 | 0 | 0
70 ≤ u < 80 | 0 | 0 | 0 | 0 | 0 | 0
40 ≤ u < 70 | 0 | 0 | 0 | 0 | 0 | 0
5 ≤ u < 40 | 0 | 0 | 0 | 0 | 0 | 0
u < 5 | 0 | 0 | 0 | 0 | 0 | 0
Total | 0 | 0 | 0 | 0 | 0 | 0
IS0971(PT 971 (LOCUINTE COLECTIVE CONEST PARC RESIDENCE))¦ meter SN:1702234122645778
Tensiune reziduală u% | Durata t ms |  |  |  |  | Total
| 10 < t ≤ 200 | 200 < t ≤ 500 | 500 < t ≤ 1000 | 1000 < t ≤ 5000 | 5000 < t ≤ 60000
80 ≤ u < 90 | 0 | 0 | 0 | 0 | 0 | 0
70 ≤ u < 80 | 0 | 0 | 0 | 0 | 0 | 0
40 ≤ u < 70 | 0 | 0 | 0 | 0 | 0 | 0
5 ≤ u < 40 | 0 | 0 | 0 | 0 | 0 | 0
u < 5 | 0 | 0 | 0 | 0 | 0 | 0
Total | 0 | 0 | 0 | 0 | 0 | 0
IS0004(PT 4 IASI)¦ meter SN:1702234122711232
Tensiune reziduală u% | Durata t ms |  |  |  |  | Total
| 10 < t ≤ 200 | 200 < t ≤ 500 | 500 < t ≤ 1000 | 1000 < t ≤ 5000 | 5000 < t ≤ 60000
80 ≤ u < 90 | 0 | 0 | 0 | 5 | 0 | 5
70 ≤ u < 80 | 0 | 0 | 0 | 0 | 0 | 0
40 ≤ u < 70 | 0 | 0 | 0 | 0 | 0 | 0
5 ≤ u < 40 | 0 | 0 | 0 | 0 | 0 | 0
u < 5 | 0 | 0 | 0 | 0 | 0 | 0
Total | 0 | 0 | 0 | 5 | 0 | 5
IS0018(PT 18 IASI)¦ meter SN:1702234122711239
Tensiune reziduală u% | Durata t ms |  |  |  |  | Total
| 10 < t ≤ 200 | 200 < t ≤ 500 | 500 < t ≤ 1000 | 1000 < t ≤ 5000 | 5000 < t ≤ 60000
80 ≤ u < 90 | 0 | 0 | 0 | 4 | 0 | 4
70 ≤ u < 80 | 0 | 0 | 0 | 0 | 0 | 0
40 ≤ u < 70 | 0 | 0 | 0 | 0 | 0 | 0
5 ≤ u < 40 | 0 | 0 | 0 | 0 | 0 | 0
u < 5 | 0 | 0 | 0 | 0 | 0 | 0
Total | 0 | 0 | 0 | 4 | 0 | 4
IS0028(PT 28 IASI)¦ meter SN:1702234123505902
Tensiune reziduală u% | Durata t ms |  |  |  |  | Total
| 10 < t ≤ 200 | 200 < t ≤ 500 | 500 < t ≤ 1000 | 1000 < t ≤ 5000 | 5000 < t ≤ 60000
80 ≤ u < 90 | 0 | 0 | 0 | 1 | 0 | 1
70 ≤ u < 80 | 0 | 0 | 0 | 0 | 0 | 0
40 ≤ u < 70 | 0 | 0 | 0 | 0 | 0 | 0
5 ≤ u < 40 | 0 | 0 | 0 | 0 | 0 | 0
u < 5 | 0 | 0 | 0 | 0 | 0 | 0
Total | 0 | 0 | 0 | 1 | 0 | 1
IS0029(PT 29 IASI)¦ meter SN:1702434126595884
Tensiune reziduală u% | Durata t ms |  |  |  |  | Total
| 10 < t ≤ 200 | 200 < t ≤ 500 | 500 < t ≤ 1000 | 1000 < t ≤ 5000 | 5000 < t ≤ 60000
80 ≤ u < 90 | 0 | 0 | 0 | 1 | 0 | 1
70 ≤ u < 80 | 0 | 0 | 0 | 0 | 0 | 0
40 ≤ u < 70 | 0 | 0 | 0 | 0 | 0 | 0
5 ≤ u < 40 | 0 | 0 | 0 | 0 | 0 | 0
u < 5 | 0 | 0 | 0 | 0 | 0 | 0
Total | 0 | 0 | 0 | 1 | 0 | 1
IS0030(PT 30 IASI)¦ meter SN:1702234122711293
Tensiune reziduală u% | Durata t ms |  |  |  |  | Total
| 10 < t ≤ 200 | 200 < t ≤ 500 | 500 < t ≤ 1000 | 1000 < t ≤ 5000 | 5000 < t ≤ 60000
80 ≤ u < 90 | 0 | 0 | 0 | 4 | 0 | 4
70 ≤ u < 80 | 0 | 0 | 0 | 0 | 0 | 0
40 ≤ u < 70 | 0 | 0 | 0 | 0 | 0 | 0
5 ≤ u < 40 | 0 | 0 | 0 | 0 | 0 | 0
u < 5 | 0 | 0 | 0 | 0 | 0 | 0
Total | 0 | 0 | 0 | 4 | 0 | 4
IS0030(PT 30 IASI)¦ meter SN:1702234122711296
Tensiune reziduală u% | Durata t ms |  |  |  |  | Total
| 10 < t ≤ 200 | 200 < t ≤ 500 | 500 < t ≤ 1000 | 1000 < t ≤ 5000 | 5000 < t ≤ 60000
80 ≤ u < 90 | 0 | 0 | 0 | 0 | 0 | 0
70 ≤ u < 80 | 0 | 0 | 0 | 0 | 0 | 0
40 ≤ u < 70 | 0 | 0 | 0 | 0 | 0 | 0
5 ≤ u < 40 | 0 | 0 | 0 | 0 | 0 | 0
u < 5 | 0 | 0 | 0 | 0 | 0 | 0
Total | 0 | 0 | 0 | 0 | 0 | 0
IS0031(PT 31 IASI)¦ meter SN:1702334125532498
Tensiune reziduală u% | Durata t ms |  |  |  |  | Total
| 10 < t ≤ 200 | 200 < t ≤ 500 | 500 < t ≤ 1000 | 1000 < t ≤ 5000 | 5000 < t ≤ 60000
80 ≤ u < 90 | 0 | 0 | 0 | 0 | 0 | 0
70 ≤ u < 80 | 0 | 0 | 0 | 0 | 0 | 0
40 ≤ u < 70 | 0 | 0 | 0 | 0 | 0 | 0
5 ≤ u < 40 | 0 | 0 | 0 | 0 | 0 | 0
u < 5 | 0 | 0 | 0 | 0 | 0 | 0
Total | 0 | 0 | 0 | 0 | 0 | 0
IS0031(PT 31 IASI)¦ meter SN:1702434126423150
Tensiune reziduală u% | Durata t ms |  |  |  |  | Total
| 10 < t ≤ 200 | 200 < t ≤ 500 | 500 < t ≤ 1000 | 1000 < t ≤ 5000 | 5000 < t ≤ 60000
80 ≤ u < 90 | 0 | 0 | 0 | 0 | 0 | 0
70 ≤ u < 80 | 0 | 0 | 0 | 0 | 0 | 0
40 ≤ u < 70 | 0 | 0 | 0 | 0 | 0 | 0
5 ≤ u < 40 | 0 | 0 | 0 | 0 | 0 | 0
u < 5 | 0 | 0 | 0 | 0 | 0 | 0
Total | 0 | 0 | 0 | 0 | 0 | 0
IS0032(PTAB 32 IASI)¦ meter SN:1702234123505894
Tensiune reziduală u% | Durata t ms |  |  |  |  | Total
| 10 < t ≤ 200 | 200 < t ≤ 500 | 500 < t ≤ 1000 | 1000 < t ≤ 5000 | 5000 < t ≤ 60000
80 ≤ u < 90 | 0 | 0 | 0 | 6 | 0 | 6
70 ≤ u < 80 | 0 | 0 | 0 | 0 | 0 | 0
40 ≤ u < 70 | 0 | 0 | 0 | 0 | 0 | 0
5 ≤ u < 40 | 0 | 0 | 0 | 0 | 0 | 0
u < 5 | 0 | 0 | 0 | 0 | 0 | 0
Total | 0 | 0 | 0 | 6 | 0 | 6
IS0034(PT 34 IASI)¦ meter SN:1702234122645842
Tensiune reziduală u% | Durata t ms |  |  |  |  | Total
| 10 < t ≤ 200 | 200 < t ≤ 500 | 500 < t ≤ 1000 | 1000 < t ≤ 5000 | 5000 < t ≤ 60000
80 ≤ u < 90 | 0 | 0 | 0 | 0 | 0 | 0
70 ≤ u < 80 | 0 | 0 | 0 | 0 | 0 | 0
40 ≤ u < 70 | 0 | 0 | 0 | 0 | 0 | 0
5 ≤ u < 40 | 0 | 0 | 0 | 0 | 0 | 0
u < 5 | 0 | 0 | 0 | 0 | 0 | 0
Total | 0 | 0 | 0 | 0 | 0 | 0
IS0062(PTM 62 IASI)¦ meter SN:1702234122711233
Tensiune reziduală u% | Durata t ms |  |  |  |  | Total
| 10 < t ≤ 200 | 200 < t ≤ 500 | 500 < t ≤ 1000 | 1000 < t ≤ 5000 | 5000 < t ≤ 60000
80 ≤ u < 90 | 0 | 0 | 0 | 4 | 0 | 4
70 ≤ u < 80 | 0 | 0 | 0 | 0 | 0 | 0
40 ≤ u < 70 | 0 | 0 | 0 | 0 | 0 | 0
5 ≤ u < 40 | 0 | 0 | 0 | 0 | 0 | 0
u < 5 | 0 | 0 | 0 | 0 | 0 | 0
Total | 0 | 0 | 0 | 4 | 0 | 4
IS0071(PT 71 IASI)¦ meter SN:1702234122711404
Tensiune reziduală u% | Durata t ms |  |  |  |  | Total
| 10 < t ≤ 200 | 200 < t ≤ 500 | 500 < t ≤ 1000 | 1000 < t ≤ 5000 | 5000 < t ≤ 60000
80 ≤ u < 90 | 0 | 0 | 0 | 49 | 63 | 112
70 ≤ u < 80 | 0 | 0 | 0 | 0 | 0 | 0
40 ≤ u < 70 | 0 | 0 | 0 | 0 | 0 | 0
5 ≤ u < 40 | 0 | 0 | 0 | 0 | 0 | 0
u < 5 | 0 | 0 | 0 | 0 | 0 | 0
Total | 0 | 0 | 0 | 49 | 63 | 112
IS0074(PT 74 IASI)¦ meter SN:1702234123505928
Tensiune reziduală u% | Durata t ms |  |  |  |  | Total
| 10 < t ≤ 200 | 200 < t ≤ 500 | 500 < t ≤ 1000 | 1000 < t ≤ 5000 | 5000 < t ≤ 60000
80 ≤ u < 90 | 0 | 0 | 0 | 217 | 141 | 358
70 ≤ u < 80 | 0 | 0 | 0 | 0 | 0 | 0
40 ≤ u < 70 | 0 | 0 | 0 | 0 | 0 | 0
5 ≤ u < 40 | 0 | 0 | 0 | 0 | 0 | 0
u < 5 | 0 | 0 | 0 | 0 | 0 | 0
Total | 0 | 0 | 0 | 217 | 141 | 358
IS0086(PT 86 IASI)¦ meter SN:1702234122711427
Tensiune reziduală u% | Durata t ms |  |  |  |  | Total
| 10 < t ≤ 200 | 200 < t ≤ 500 | 500 < t ≤ 1000 | 1000 < t ≤ 5000 | 5000 < t ≤ 60000
80 ≤ u < 90 | 0 | 0 | 0 | 6 | 0 | 6
70 ≤ u < 80 | 0 | 0 | 0 | 0 | 0 | 0
40 ≤ u < 70 | 0 | 0 | 0 | 0 | 0 | 0
5 ≤ u < 40 | 0 | 0 | 0 | 0 | 0 | 0
u < 5 | 0 | 0 | 0 | 0 | 0 | 0
Total | 0 | 0 | 0 | 6 | 0 | 6
IS0089(PA 89 IASI)¦ meter SN:1702234122645785
Tensiune reziduală u% | Durata t ms |  |  |  |  | Total
| 10 < t ≤ 200 | 200 < t ≤ 500 | 500 < t ≤ 1000 | 1000 < t ≤ 5000 | 5000 < t ≤ 60000
80 ≤ u < 90 | 0 | 0 | 0 | 0 | 0 | 0
70 ≤ u < 80 | 0 | 0 | 0 | 0 | 0 | 0
40 ≤ u < 70 | 0 | 0 | 0 | 0 | 0 | 0
5 ≤ u < 40 | 0 | 0 | 0 | 0 | 0 | 0
u < 5 | 0 | 0 | 0 | 0 | 0 | 0
Total | 0 | 0 | 0 | 0 | 0 | 0
IS0089(PA 89 IASI)¦ meter SN:1702234122645847
Tensiune reziduală u% | Durata t ms |  |  |  |  | Total
| 10 < t ≤ 200 | 200 < t ≤ 500 | 500 < t ≤ 1000 | 1000 < t ≤ 5000 | 5000 < t ≤ 60000
80 ≤ u < 90 | 0 | 0 | 0 | 0 | 0 | 0
70 ≤ u < 80 | 0 | 0 | 0 | 0 | 0 | 0
40 ≤ u < 70 | 0 | 0 | 0 | 0 | 0 | 0
5 ≤ u < 40 | 0 | 0 | 0 | 0 | 0 | 0
u < 5 | 0 | 0 | 0 | 0 | 0 | 0
Total | 0 | 0 | 0 | 0 | 0 | 0
IS0115(PT 115 IASI)¦ meter SN:1702234122711226
Tensiune reziduală u% | Durata t ms |  |  |  |  | Total
| 10 < t ≤ 200 | 200 < t ≤ 500 | 500 < t ≤ 1000 | 1000 < t ≤ 5000 | 5000 < t ≤ 60000
80 ≤ u < 90 | 0 | 0 | 0 | 6 | 0 | 6
70 ≤ u < 80 | 0 | 0 | 0 | 0 | 0 | 0
40 ≤ u < 70 | 0 | 0 | 0 | 0 | 0 | 0
5 ≤ u < 40 | 0 | 0 | 0 | 0 | 0 | 0
u < 5 | 0 | 0 | 0 | 0 | 0 | 0
Total | 0 | 0 | 0 | 6 | 0 | 6
IS0117(PT 117 IASI)¦ meter SN:1702434126595879
Tensiune reziduală u% | Durata t ms |  |  |  |  | Total
| 10 < t ≤ 200 | 200 < t ≤ 500 | 500 < t ≤ 1000 | 1000 < t ≤ 5000 | 5000 < t ≤ 60000
80 ≤ u < 90 | 0 | 0 | 0 | 0 | 0 | 0
70 ≤ u < 80 | 0 | 0 | 0 | 0 | 0 | 0
40 ≤ u < 70 | 0 | 0 | 0 | 0 | 0 | 0
5 ≤ u < 40 | 0 | 0 | 0 | 0 | 0 | 0
u < 5 | 0 | 0 | 0 | 0 | 0 | 0
Total | 0 | 0 | 0 | 0 | 0 | 0
IS0185(PT 185 IASI)¦ meter SN:1702234122711346
Tensiune reziduală u% | Durata t ms |  |  |  |  | Total
| 10 < t ≤ 200 | 200 < t ≤ 500 | 500 < t ≤ 1000 | 1000 < t ≤ 5000 | 5000 < t ≤ 60000
80 ≤ u < 90 | 0 | 0 | 0 | 7 | 0 | 7
70 ≤ u < 80 | 0 | 0 | 0 | 0 | 0 | 0
40 ≤ u < 70 | 0 | 0 | 0 | 0 | 0 | 0
5 ≤ u < 40 | 0 | 0 | 0 | 0 | 0 | 0
u < 5 | 0 | 0 | 0 | 0 | 0 | 0
Total | 0 | 0 | 0 | 7 | 0 | 7
IS0261(PT 261 IASI)¦ meter SN:1702234122711349
Tensiune reziduală u% | Durata t ms |  |  |  |  | Total
| 10 < t ≤ 200 | 200 < t ≤ 500 | 500 < t ≤ 1000 | 1000 < t ≤ 5000 | 5000 < t ≤ 60000
80 ≤ u < 90 | 0 | 0 | 0 | 5 | 0 | 5
70 ≤ u < 80 | 0 | 0 | 0 | 0 | 0 | 0
40 ≤ u < 70 | 0 | 0 | 0 | 0 | 0 | 0
5 ≤ u < 40 | 0 | 0 | 0 | 0 | 0 | 0
u < 5 | 0 | 0 | 0 | 0 | 0 | 0
Total | 0 | 0 | 0 | 5 | 0 | 5
IS0299(PT 299 IASI)¦ meter SN:1702234122711379
Tensiune reziduală u% | Durata t ms |  |  |  |  | Total
| 10 < t ≤ 200 | 200 < t ≤ 500 | 500 < t ≤ 1000 | 1000 < t ≤ 5000 | 5000 < t ≤ 60000
80 ≤ u < 90 | 0 | 0 | 0 | 5 | 0 | 5
70 ≤ u < 80 | 0 | 0 | 0 | 0 | 0 | 0
40 ≤ u < 70 | 0 | 0 | 0 | 0 | 0 | 0
5 ≤ u < 40 | 0 | 0 | 0 | 0 | 0 | 0
u < 5 | 0 | 0 | 0 | 0 | 0 | 0
Total | 0 | 0 | 0 | 5 | 0 | 5
IS0308(PT 308 IASI)¦ meter SN:1702334123978833
Tensiune reziduală u% | Durata t ms |  |  |  |  | Total
| 10 < t ≤ 200 | 200 < t ≤ 500 | 500 < t ≤ 1000 | 1000 < t ≤ 5000 | 5000 < t ≤ 60000
80 ≤ u < 90 | 0 | 0 | 0 | 0 | 0 | 0
70 ≤ u < 80 | 0 | 0 | 0 | 0 | 0 | 0
40 ≤ u < 70 | 0 | 0 | 0 | 0 | 0 | 0
5 ≤ u < 40 | 0 | 0 | 0 | 0 | 0 | 0
u < 5 | 0 | 0 | 0 | 0 | 0 | 0
Total | 0 | 0 | 0 | 0 | 0 | 0
IS0349(PT 349 IASI)¦ meter SN:1702334124027449
Tensiune reziduală u% | Durata t ms |  |  |  |  | Total
| 10 < t ≤ 200 | 200 < t ≤ 500 | 500 < t ≤ 1000 | 1000 < t ≤ 5000 | 5000 < t ≤ 60000
80 ≤ u < 90 | 0 | 0 | 0 | 0 | 0 | 0
70 ≤ u < 80 | 0 | 0 | 0 | 0 | 0 | 0
40 ≤ u < 70 | 0 | 0 | 0 | 0 | 0 | 0
5 ≤ u < 40 | 0 | 0 | 0 | 0 | 0 | 0
u < 5 | 0 | 0 | 0 | 0 | 0 | 0
Total | 0 | 0 | 0 | 0 | 0 | 0
IS0349(PT 349 IASI)¦ meter SN:1702434125895609
Tensiune reziduală u% | Durata t ms |  |  |  |  | Total
| 10 < t ≤ 200 | 200 < t ≤ 500 | 500 < t ≤ 1000 | 1000 < t ≤ 5000 | 5000 < t ≤ 60000
80 ≤ u < 90 | 0 | 0 | 0 | 0 | 0 | 0
70 ≤ u < 80 | 0 | 0 | 0 | 0 | 0 | 0
40 ≤ u < 70 | 0 | 0 | 0 | 0 | 0 | 0
5 ≤ u < 40 | 0 | 0 | 0 | 0 | 0 | 0
u < 5 | 0 | 0 | 0 | 0 | 0 | 0
Total | 0 | 0 | 0 | 0 | 0 | 0
IS0748(PTAB 748 IASI)¦ meter SN:1702334125532497
Tensiune reziduală u% | Durata t ms |  |  |  |  | Total
| 10 < t ≤ 200 | 200 < t ≤ 500 | 500 < t ≤ 1000 | 1000 < t ≤ 5000 | 5000 < t ≤ 60000
80 ≤ u < 90 | 0 | 0 | 0 | 0 | 0 | 0
70 ≤ u < 80 | 0 | 0 | 0 | 0 | 0 | 0
40 ≤ u < 70 | 0 | 0 | 0 | 0 | 0 | 0
5 ≤ u < 40 | 0 | 0 | 0 | 0 | 0 | 0
u < 5 | 0 | 0 | 0 | 0 | 0 | 0
Total | 0 | 0 | 0 | 0 | 0 | 0
IS0757(PTAB 757 IASI)¦ meter SN:1702334123717786
Tensiune reziduală u% | Durata t ms |  |  |  |  | Total
| 10 < t ≤ 200 | 200 < t ≤ 500 | 500 < t ≤ 1000 | 1000 < t ≤ 5000 | 5000 < t ≤ 60000
80 ≤ u < 90 | 0 | 0 | 0 | 0 | 0 | 0
70 ≤ u < 80 | 0 | 0 | 0 | 0 | 0 | 0
40 ≤ u < 70 | 0 | 0 | 0 | 0 | 0 | 0
5 ≤ u < 40 | 0 | 0 | 0 | 0 | 0 | 0
u < 5 | 0 | 0 | 0 | 0 | 0 | 0
Total | 0 | 0 | 0 | 0 | 0 | 0
IS0938(PT 938 CENTRU REGIONAL CERCETARI ROVETEMERG)¦ meter SN:1702434126588483
Tensiune reziduală u% | Durata t ms |  |  |  |  | Total
| 10 < t ≤ 200 | 200 < t ≤ 500 | 500 < t ≤ 1000 | 1000 < t ≤ 5000 | 5000 < t ≤ 60000
80 ≤ u < 90 | 0 | 0 | 0 | 0 | 0 | 0
70 ≤ u < 80 | 0 | 0 | 0 | 0 | 0 | 0
40 ≤ u < 70 | 0 | 0 | 0 | 0 | 0 | 0
5 ≤ u < 40 | 0 | 0 | 0 | 0 | 0 | 0
u < 5 | 0 | 0 | 0 | 0 | 0 | 0
Total | 0 | 0 | 0 | 0 | 0 | 0
IS0969(PT 969 IASI LOCUINTE COLECTIVE INAMSTRO)¦ meter SN:1702234122645869
Tensiune reziduală u% | Durata t ms |  |  |  |  | Total
| 10 < t ≤ 200 | 200 < t ≤ 500 | 500 < t ≤ 1000 | 1000 < t ≤ 5000 | 5000 < t ≤ 60000
80 ≤ u < 90 | 0 | 0 | 0 | 0 | 0 | 0
70 ≤ u < 80 | 0 | 0 | 0 | 0 | 0 | 0
40 ≤ u < 70 | 0 | 0 | 0 | 0 | 0 | 0
5 ≤ u < 40 | 0 | 0 | 0 | 0 | 0 | 0
u < 5 | 0 | 0 | 0 | 0 | 0 | 0
Total | 0 | 0 | 0 | 0 | 0 | 0
IS0969(PT 969 IASI LOCUINTE COLECTIVE INAMSTRO)¦ meter SN:1702234122645870
Tensiune reziduală u% | Durata t ms |  |  |  |  | Total
| 10 < t ≤ 200 | 200 < t ≤ 500 | 500 < t ≤ 1000 | 1000 < t ≤ 5000 | 5000 < t ≤ 60000
80 ≤ u < 90 | 0 | 0 | 0 | 0 | 0 | 0
70 ≤ u < 80 | 0 | 0 | 0 | 0 | 0 | 0
40 ≤ u < 70 | 0 | 0 | 0 | 0 | 0 | 0
5 ≤ u < 40 | 0 | 0 | 0 | 0 | 0 | 0
u < 5 | 0 | 0 | 0 | 0 | 0 | 0
Total | 0 | 0 | 0 | 0 | 0 | 0
IS0982(PT 982 SC R&R PREMIUM DEVELOPMENT SRL)¦ meter SN:1702234122645874
Tensiune reziduală u% | Durata t ms |  |  |  |  | Total
| 10 < t ≤ 200 | 200 < t ≤ 500 | 500 < t ≤ 1000 | 1000 < t ≤ 5000 | 5000 < t ≤ 60000
80 ≤ u < 90 | 0 | 0 | 0 | 4 | 0 | 4
70 ≤ u < 80 | 0 | 0 | 0 | 0 | 0 | 0
40 ≤ u < 70 | 0 | 0 | 0 | 0 | 0 | 0
5 ≤ u < 40 | 0 | 0 | 0 | 0 | 0 | 0
u < 5 | 0 | 0 | 0 | 0 | 0 | 0
Total | 0 | 0 | 0 | 4 | 0 | 4
IS0023(PTAB 23 IASI)¦ meter SN:1702234123505916
Tensiune reziduală u% | Durata t ms |  |  |  |  | Total
| 10 < t ≤ 200 | 200 < t ≤ 500 | 500 < t ≤ 1000 | 1000 < t ≤ 5000 | 5000 < t ≤ 60000
80 ≤ u < 90 | 0 | 0 | 0 | 11 | 0 | 11
70 ≤ u < 80 | 0 | 0 | 0 | 0 | 0 | 0
40 ≤ u < 70 | 0 | 0 | 0 | 0 | 0 | 0
5 ≤ u < 40 | 0 | 0 | 0 | 0 | 0 | 0
u < 5 | 0 | 0 | 0 | 0 | 0 | 0
Total | 0 | 0 | 0 | 11 | 0 | 11
IS0037(PTAB 37 IASI)¦ meter SN:1702234123505891
Tensiune reziduală u% | Durata t ms |  |  |  |  | Total
| 10 < t ≤ 200 | 200 < t ≤ 500 | 500 < t ≤ 1000 | 1000 < t ≤ 5000 | 5000 < t ≤ 60000
80 ≤ u < 90 | 0 | 0 | 0 | 1 | 0 | 1
70 ≤ u < 80 | 0 | 0 | 0 | 0 | 0 | 0
40 ≤ u < 70 | 0 | 0 | 0 | 0 | 0 | 0
5 ≤ u < 40 | 0 | 0 | 0 | 0 | 0 | 0
u < 5 | 0 | 0 | 0 | 0 | 0 | 0
Total | 0 | 0 | 0 | 1 | 0 | 1
IS0038(PT 38 IASI)¦ meter SN:1702234122711437
Tensiune reziduală u% | Durata t ms |  |  |  |  | Total
| 10 < t ≤ 200 | 200 < t ≤ 500 | 500 < t ≤ 1000 | 1000 < t ≤ 5000 | 5000 < t ≤ 60000
80 ≤ u < 90 | 0 | 0 | 0 | 3 | 0 | 3
70 ≤ u < 80 | 0 | 0 | 0 | 0 | 0 | 0
40 ≤ u < 70 | 0 | 0 | 0 | 0 | 0 | 0
5 ≤ u < 40 | 0 | 0 | 0 | 0 | 0 | 0
u < 5 | 0 | 0 | 0 | 0 | 0 | 0
Total | 0 | 0 | 0 | 3 | 0 | 3
IS0048(PT 48 IASI)¦ meter SN:1702334123717751
Tensiune reziduală u% | Durata t ms |  |  |  |  | Total
| 10 < t ≤ 200 | 200 < t ≤ 500 | 500 < t ≤ 1000 | 1000 < t ≤ 5000 | 5000 < t ≤ 60000
80 ≤ u < 90 | 0 | 0 | 0 | 2 | 0 | 2
70 ≤ u < 80 | 0 | 0 | 0 | 0 | 0 | 0
40 ≤ u < 70 | 0 | 0 | 0 | 0 | 0 | 0
5 ≤ u < 40 | 0 | 0 | 0 | 0 | 0 | 0
u < 5 | 0 | 0 | 0 | 0 | 0 | 0
Total | 0 | 0 | 0 | 2 | 0 | 2
IS0050(PT 50 IASI)¦ meter SN:1702234122711376
Tensiune reziduală u% | Durata t ms |  |  |  |  | Total
| 10 < t ≤ 200 | 200 < t ≤ 500 | 500 < t ≤ 1000 | 1000 < t ≤ 5000 | 5000 < t ≤ 60000
80 ≤ u < 90 | 0 | 0 | 0 | 10 | 0 | 10
70 ≤ u < 80 | 0 | 0 | 0 | 0 | 0 | 0
40 ≤ u < 70 | 0 | 0 | 0 | 0 | 0 | 0
5 ≤ u < 40 | 0 | 0 | 0 | 0 | 0 | 0
u < 5 | 0 | 0 | 0 | 0 | 0 | 0
Total | 0 | 0 | 0 | 10 | 0 | 10
IS0060(PT 60 IASI)¦ meter SN:1009141000000414
Tensiune reziduală u% | Durata t ms |  |  |  |  | Total
| 10 < t ≤ 200 | 200 < t ≤ 500 | 500 < t ≤ 1000 | 1000 < t ≤ 5000 | 5000 < t ≤ 60000
80 ≤ u < 90 | 0 | 0 | 0 | 0 | 0 | 0
70 ≤ u < 80 | 0 | 0 | 0 | 0 | 0 | 0
40 ≤ u < 70 | 0 | 0 | 0 | 0 | 0 | 0
5 ≤ u < 40 | 0 | 0 | 0 | 0 | 0 | 0
u < 5 | 0 | 0 | 0 | 0 | 0 | 0
Total | 0 | 0 | 0 | 0 | 0 | 0
IS0078(PT 78 IASI)¦ meter SN:1702234122711438
Tensiune reziduală u% | Durata t ms |  |  |  |  | Total
| 10 < t ≤ 200 | 200 < t ≤ 500 | 500 < t ≤ 1000 | 1000 < t ≤ 5000 | 5000 < t ≤ 60000
80 ≤ u < 90 | 0 | 0 | 0 | 4 | 0 | 4
70 ≤ u < 80 | 0 | 0 | 0 | 0 | 0 | 0
40 ≤ u < 70 | 0 | 0 | 0 | 0 | 0 | 0
5 ≤ u < 40 | 0 | 0 | 0 | 0 | 0 | 0
u < 5 | 0 | 0 | 0 | 0 | 0 | 0
Total | 0 | 0 | 0 | 4 | 0 | 4
IS0102(PT 102 IASI)¦ meter SN:1702234122711240
Tensiune reziduală u% | Durata t ms |  |  |  |  | Total
| 10 < t ≤ 200 | 200 < t ≤ 500 | 500 < t ≤ 1000 | 1000 < t ≤ 5000 | 5000 < t ≤ 60000
80 ≤ u < 90 | 0 | 0 | 0 | 9 | 0 | 9
70 ≤ u < 80 | 0 | 0 | 0 | 0 | 0 | 0
40 ≤ u < 70 | 0 | 0 | 0 | 0 | 0 | 0
5 ≤ u < 40 | 0 | 0 | 0 | 0 | 0 | 0
u < 5 | 0 | 0 | 0 | 0 | 0 | 0
Total | 0 | 0 | 0 | 9 | 0 | 9
IS0116(PT 116 IASI)¦ meter SN:1702234122645789
Tensiune reziduală u% | Durata t ms |  |  |  |  | Total
| 10 < t ≤ 200 | 200 < t ≤ 500 | 500 < t ≤ 1000 | 1000 < t ≤ 5000 | 5000 < t ≤ 60000
80 ≤ u < 90 | 0 | 0 | 0 | 2 | 0 | 2
70 ≤ u < 80 | 0 | 0 | 0 | 0 | 0 | 0
40 ≤ u < 70 | 0 | 0 | 0 | 0 | 0 | 0
5 ≤ u < 40 | 0 | 0 | 0 | 0 | 0 | 0
u < 5 | 0 | 0 | 0 | 0 | 0 | 0
Total | 0 | 0 | 0 | 2 | 0 | 2
IS0119(PT 119 IASI)¦ meter SN:1702234122711334
Tensiune reziduală u% | Durata t ms |  |  |  |  | Total
| 10 < t ≤ 200 | 200 < t ≤ 500 | 500 < t ≤ 1000 | 1000 < t ≤ 5000 | 5000 < t ≤ 60000
80 ≤ u < 90 | 0 | 0 | 0 | 2 | 0 | 2
70 ≤ u < 80 | 0 | 0 | 0 | 0 | 0 | 0
40 ≤ u < 70 | 0 | 0 | 0 | 0 | 0 | 0
5 ≤ u < 40 | 0 | 0 | 0 | 0 | 0 | 0
u < 5 | 0 | 0 | 0 | 0 | 0 | 0
Total | 0 | 0 | 0 | 2 | 0 | 2
IS0125(PT 125 IASI)¦ meter SN:1702334123978831
Tensiune reziduală u% | Durata t ms |  |  |  |  | Total
| 10 < t ≤ 200 | 200 < t ≤ 500 | 500 < t ≤ 1000 | 1000 < t ≤ 5000 | 5000 < t ≤ 60000
80 ≤ u < 90 | 0 | 0 | 0 | 3 | 0 | 3
70 ≤ u < 80 | 0 | 0 | 0 | 0 | 0 | 0
40 ≤ u < 70 | 0 | 0 | 0 | 0 | 0 | 0
5 ≤ u < 40 | 0 | 0 | 0 | 0 | 0 | 0
u < 5 | 0 | 0 | 0 | 0 | 0 | 0
Total | 0 | 0 | 0 | 3 | 0 | 3
IS0170(PT 170 IASI)¦ meter SN:1702234123505917
Tensiune reziduală u% | Durata t ms |  |  |  |  | Total
| 10 < t ≤ 200 | 200 < t ≤ 500 | 500 < t ≤ 1000 | 1000 < t ≤ 5000 | 5000 < t ≤ 60000
80 ≤ u < 90 | 0 | 0 | 0 | 4 | 0 | 4
70 ≤ u < 80 | 0 | 0 | 0 | 0 | 0 | 0
40 ≤ u < 70 | 0 | 0 | 0 | 0 | 0 | 0
5 ≤ u < 40 | 0 | 0 | 0 | 0 | 0 | 0
u < 5 | 0 | 0 | 0 | 0 | 0 | 0
Total | 0 | 0 | 0 | 4 | 0 | 4
IS0197(PT 197 IASI)¦ meter SN:1702234123505932
Tensiune reziduală u% | Durata t ms |  |  |  |  | Total
| 10 < t ≤ 200 | 200 < t ≤ 500 | 500 < t ≤ 1000 | 1000 < t ≤ 5000 | 5000 < t ≤ 60000
80 ≤ u < 90 | 0 | 0 | 0 | 8 | 0 | 8
70 ≤ u < 80 | 0 | 0 | 0 | 0 | 0 | 0
40 ≤ u < 70 | 0 | 0 | 0 | 0 | 0 | 0
5 ≤ u < 40 | 0 | 0 | 0 | 0 | 0 | 0
u < 5 | 0 | 0 | 0 | 0 | 0 | 0
Total | 0 | 0 | 0 | 8 | 0 | 8
IS0237(PT 237 IASI)¦ meter SN:1702234122645880
Tensiune reziduală u% | Durata t ms |  |  |  |  | Total
| 10 < t ≤ 200 | 200 < t ≤ 500 | 500 < t ≤ 1000 | 1000 < t ≤ 5000 | 5000 < t ≤ 60000
80 ≤ u < 90 | 0 | 0 | 0 | 1 | 0 | 1
70 ≤ u < 80 | 0 | 0 | 0 | 0 | 0 | 0
40 ≤ u < 70 | 0 | 0 | 0 | 0 | 0 | 0
5 ≤ u < 40 | 0 | 0 | 0 | 0 | 0 | 0
u < 5 | 0 | 0 | 0 | 0 | 0 | 0
Total | 0 | 0 | 0 | 1 | 0 | 1
IS0251(PT 251 IASI)¦ meter SN:1702234123505930
Tensiune reziduală u% | Durata t ms |  |  |  |  | Total
| 10 < t ≤ 200 | 200 < t ≤ 500 | 500 < t ≤ 1000 | 1000 < t ≤ 5000 | 5000 < t ≤ 60000
80 ≤ u < 90 | 0 | 0 | 0 | 5 | 0 | 5
70 ≤ u < 80 | 0 | 0 | 0 | 0 | 0 | 0
40 ≤ u < 70 | 0 | 0 | 0 | 0 | 0 | 0
5 ≤ u < 40 | 0 | 0 | 0 | 0 | 0 | 0
u < 5 | 0 | 0 | 0 | 0 | 0 | 0
Total | 0 | 0 | 0 | 5 | 0 | 5
IS0252(PT 252 IASI)¦ meter SN:1702334125532606
Tensiune reziduală u% | Durata t ms |  |  |  |  | Total
| 10 < t ≤ 200 | 200 < t ≤ 500 | 500 < t ≤ 1000 | 1000 < t ≤ 5000 | 5000 < t ≤ 60000
80 ≤ u < 90 | 0 | 0 | 0 | 0 | 0 | 0
70 ≤ u < 80 | 0 | 0 | 0 | 0 | 0 | 0
40 ≤ u < 70 | 0 | 0 | 0 | 0 | 0 | 0
5 ≤ u < 40 | 0 | 0 | 0 | 0 | 0 | 0
u < 5 | 0 | 0 | 0 | 0 | 0 | 0
Total | 0 | 0 | 0 | 0 | 0 | 0
IS0262(PT 262 IASI)¦ meter SN:1702234122645850
Tensiune reziduală u% | Durata t ms |  |  |  |  | Total
| 10 < t ≤ 200 | 200 < t ≤ 500 | 500 < t ≤ 1000 | 1000 < t ≤ 5000 | 5000 < t ≤ 60000
80 ≤ u < 90 | 0 | 0 | 0 | 4 | 0 | 4
70 ≤ u < 80 | 0 | 0 | 0 | 0 | 0 | 0
40 ≤ u < 70 | 0 | 0 | 0 | 0 | 0 | 0
5 ≤ u < 40 | 0 | 0 | 0 | 0 | 0 | 0
u < 5 | 0 | 0 | 0 | 0 | 0 | 0
Total | 0 | 0 | 0 | 4 | 0 | 4
IS0306(PT 306 IASI)¦ meter SN:1702434126588462
Tensiune reziduală u% | Durata t ms |  |  |  |  | Total
| 10 < t ≤ 200 | 200 < t ≤ 500 | 500 < t ≤ 1000 | 1000 < t ≤ 5000 | 5000 < t ≤ 60000
80 ≤ u < 90 | 0 | 0 | 0 | 0 | 0 | 0
70 ≤ u < 80 | 0 | 0 | 0 | 0 | 0 | 0
40 ≤ u < 70 | 0 | 0 | 0 | 0 | 0 | 0
5 ≤ u < 40 | 0 | 0 | 0 | 0 | 0 | 0
u < 5 | 0 | 0 | 0 | 0 | 0 | 0
Total | 0 | 0 | 0 | 0 | 0 | 0
IS0307(PT 307 IASI)¦ meter SN:1702234122711252
Tensiune reziduală u% | Durata t ms |  |  |  |  | Total
| 10 < t ≤ 200 | 200 < t ≤ 500 | 500 < t ≤ 1000 | 1000 < t ≤ 5000 | 5000 < t ≤ 60000
80 ≤ u < 90 | 0 | 0 | 0 | 5 | 0 | 5
70 ≤ u < 80 | 0 | 0 | 0 | 0 | 0 | 0
40 ≤ u < 70 | 0 | 0 | 0 | 0 | 0 | 0
5 ≤ u < 40 | 0 | 0 | 0 | 0 | 0 | 0
u < 5 | 0 | 0 | 0 | 0 | 0 | 0
Total | 0 | 0 | 0 | 5 | 0 | 5
IS0334(PT 334 IASI)¦ meter SN:1702434126588481
Tensiune reziduală u% | Durata t ms |  |  |  |  | Total
| 10 < t ≤ 200 | 200 < t ≤ 500 | 500 < t ≤ 1000 | 1000 < t ≤ 5000 | 5000 < t ≤ 60000
80 ≤ u < 90 | 0 | 0 | 0 | 0 | 0 | 0
70 ≤ u < 80 | 0 | 0 | 0 | 0 | 0 | 0
40 ≤ u < 70 | 0 | 0 | 0 | 0 | 0 | 0
5 ≤ u < 40 | 0 | 0 | 0 | 0 | 0 | 0
u < 5 | 0 | 0 | 0 | 0 | 0 | 0
Total | 0 | 0 | 0 | 0 | 0 | 0
IS0392(PT 392 IASI)¦ meter SN:1702234122711374
Tensiune reziduală u% | Durata t ms |  |  |  |  | Total
| 10 < t ≤ 200 | 200 < t ≤ 500 | 500 < t ≤ 1000 | 1000 < t ≤ 5000 | 5000 < t ≤ 60000
80 ≤ u < 90 | 0 | 0 | 0 | 6 | 0 | 6
70 ≤ u < 80 | 0 | 0 | 0 | 0 | 0 | 0
40 ≤ u < 70 | 0 | 0 | 0 | 0 | 0 | 0
5 ≤ u < 40 | 0 | 0 | 0 | 0 | 0 | 0
u < 5 | 0 | 0 | 0 | 0 | 0 | 0
Total | 0 | 0 | 0 | 6 | 0 | 6
IS0434(PT 434 IASI)¦ meter SN:1702334123717753
Tensiune reziduală u% | Durata t ms |  |  |  |  | Total
| 10 < t ≤ 200 | 200 < t ≤ 500 | 500 < t ≤ 1000 | 1000 < t ≤ 5000 | 5000 < t ≤ 60000
80 ≤ u < 90 | 0 | 0 | 0 | 0 | 0 | 0
70 ≤ u < 80 | 0 | 0 | 0 | 0 | 0 | 0
40 ≤ u < 70 | 0 | 0 | 0 | 0 | 0 | 0
5 ≤ u < 40 | 0 | 0 | 0 | 0 | 0 | 0
u < 5 | 0 | 0 | 0 | 0 | 0 | 0
Total | 0 | 0 | 0 | 0 | 0 | 0
IS0511(PT 511 IASI)¦ meter SN:1702234122645879
Tensiune reziduală u% | Durata t ms |  |  |  |  | Total
| 10 < t ≤ 200 | 200 < t ≤ 500 | 500 < t ≤ 1000 | 1000 < t ≤ 5000 | 5000 < t ≤ 60000
80 ≤ u < 90 | 0 | 0 | 0 | 2 | 0 | 2
70 ≤ u < 80 | 0 | 0 | 0 | 0 | 0 | 0
40 ≤ u < 70 | 0 | 0 | 0 | 0 | 0 | 0
5 ≤ u < 40 | 0 | 0 | 0 | 0 | 0 | 0
u < 5 | 0 | 0 | 0 | 0 | 0 | 0
Total | 0 | 0 | 0 | 2 | 0 | 2
IS0513(PT 513 IASI)¦ meter SN:1702234122711439
Tensiune reziduală u% | Durata t ms |  |  |  |  | Total
| 10 < t ≤ 200 | 200 < t ≤ 500 | 500 < t ≤ 1000 | 1000 < t ≤ 5000 | 5000 < t ≤ 60000
80 ≤ u < 90 | 0 | 0 | 0 | 0 | 0 | 0
70 ≤ u < 80 | 0 | 0 | 0 | 0 | 0 | 0
40 ≤ u < 70 | 0 | 0 | 0 | 0 | 0 | 0
5 ≤ u < 40 | 0 | 0 | 0 | 0 | 0 | 0
u < 5 | 0 | 0 | 0 | 0 | 0 | 0
Total | 0 | 0 | 0 | 0 | 0 | 0
IS0514(PT 514 IASI)¦ meter SN:1702434126588463
Tensiune reziduală u% | Durata t ms |  |  |  |  | Total
| 10 < t ≤ 200 | 200 < t ≤ 500 | 500 < t ≤ 1000 | 1000 < t ≤ 5000 | 5000 < t ≤ 60000
80 ≤ u < 90 | 0 | 0 | 0 | 0 | 0 | 0
70 ≤ u < 80 | 0 | 0 | 0 | 0 | 0 | 0
40 ≤ u < 70 | 0 | 0 | 0 | 0 | 0 | 0
5 ≤ u < 40 | 0 | 0 | 0 | 0 | 0 | 0
u < 5 | 0 | 0 | 0 | 0 | 0 | 0
Total | 0 | 0 | 0 | 0 | 0 | 0
IS0548(PT 548 IASI)¦ meter SN:1702434125895691
Tensiune reziduală u% | Durata t ms |  |  |  |  | Total
| 10 < t ≤ 200 | 200 < t ≤ 500 | 500 < t ≤ 1000 | 1000 < t ≤ 5000 | 5000 < t ≤ 60000
80 ≤ u < 90 | 0 | 0 | 0 | 1 | 0 | 1
70 ≤ u < 80 | 0 | 0 | 0 | 0 | 0 | 0
40 ≤ u < 70 | 0 | 0 | 0 | 0 | 0 | 0
5 ≤ u < 40 | 0 | 0 | 0 | 0 | 0 | 0
u < 5 | 0 | 0 | 0 | 0 | 0 | 0
Total | 0 | 0 | 0 | 1 | 0 | 1
IS0548(PT 548 IASI)¦ meter SN:1702434125895714
Tensiune reziduală u% | Durata t ms |  |  |  |  | Total
| 10 < t ≤ 200 | 200 < t ≤ 500 | 500 < t ≤ 1000 | 1000 < t ≤ 5000 | 5000 < t ≤ 60000
80 ≤ u < 90 | 0 | 0 | 0 | 0 | 0 | 0
70 ≤ u < 80 | 0 | 0 | 0 | 0 | 0 | 0
40 ≤ u < 70 | 0 | 0 | 0 | 0 | 0 | 0
5 ≤ u < 40 | 0 | 0 | 0 | 0 | 0 | 0
u < 5 | 0 | 0 | 0 | 0 | 0 | 0
Total | 0 | 0 | 0 | 0 | 0 | 0
IS0549(PT 549 IASI)¦ meter SN:1702434125895718
Tensiune reziduală u% | Durata t ms |  |  |  |  | Total
| 10 < t ≤ 200 | 200 < t ≤ 500 | 500 < t ≤ 1000 | 1000 < t ≤ 5000 | 5000 < t ≤ 60000
80 ≤ u < 90 | 0 | 0 | 0 | 9 | 0 | 9
70 ≤ u < 80 | 0 | 0 | 0 | 0 | 0 | 0
40 ≤ u < 70 | 0 | 0 | 0 | 0 | 0 | 0
5 ≤ u < 40 | 0 | 0 | 0 | 0 | 0 | 0
u < 5 | 0 | 0 | 0 | 0 | 0 | 0
Total | 0 | 0 | 0 | 9 | 0 | 9
IS0553(PT 553 IASI)¦ meter SN:1702234122711302
Tensiune reziduală u% | Durata t ms |  |  |  |  | Total
| 10 < t ≤ 200 | 200 < t ≤ 500 | 500 < t ≤ 1000 | 1000 < t ≤ 5000 | 5000 < t ≤ 60000
80 ≤ u < 90 | 0 | 0 | 0 | 12 | 0 | 12
70 ≤ u < 80 | 0 | 0 | 0 | 0 | 0 | 0
40 ≤ u < 70 | 0 | 0 | 0 | 0 | 0 | 0
5 ≤ u < 40 | 0 | 0 | 0 | 0 | 0 | 0
u < 5 | 0 | 0 | 0 | 0 | 0 | 0
Total | 0 | 0 | 0 | 12 | 0 | 12
IS0554(PT 554 IASI)¦ meter SN:1702234122711229
Tensiune reziduală u% | Durata t ms |  |  |  |  | Total
| 10 < t ≤ 200 | 200 < t ≤ 500 | 500 < t ≤ 1000 | 1000 < t ≤ 5000 | 5000 < t ≤ 60000
80 ≤ u < 90 | 0 | 0 | 0 | 6 | 0 | 6
70 ≤ u < 80 | 0 | 0 | 0 | 0 | 0 | 0
40 ≤ u < 70 | 0 | 0 | 0 | 0 | 0 | 0
5 ≤ u < 40 | 0 | 0 | 0 | 0 | 0 | 0
u < 5 | 0 | 0 | 0 | 0 | 0 | 0
Total | 0 | 0 | 0 | 6 | 0 | 6
IS0612(PT 612 IASI)¦ meter SN:1702234122645699
Tensiune reziduală u% | Durata t ms |  |  |  |  | Total
| 10 < t ≤ 200 | 200 < t ≤ 500 | 500 < t ≤ 1000 | 1000 < t ≤ 5000 | 5000 < t ≤ 60000
80 ≤ u < 90 | 0 | 0 | 0 | 0 | 0 | 0
70 ≤ u < 80 | 0 | 0 | 0 | 0 | 0 | 0
40 ≤ u < 70 | 0 | 0 | 0 | 0 | 0 | 0
5 ≤ u < 40 | 0 | 0 | 0 | 0 | 0 | 0
u < 5 | 0 | 0 | 0 | 0 | 0 | 0
Total | 0 | 0 | 0 | 0 | 0 | 0
IS0613(PT 613 IASI)¦ meter SN:1702234123505918
Tensiune reziduală u% | Durata t ms |  |  |  |  | Total
| 10 < t ≤ 200 | 200 < t ≤ 500 | 500 < t ≤ 1000 | 1000 < t ≤ 5000 | 5000 < t ≤ 60000
80 ≤ u < 90 | 0 | 0 | 0 | 0 | 0 | 0
70 ≤ u < 80 | 0 | 0 | 0 | 0 | 0 | 0
40 ≤ u < 70 | 0 | 0 | 0 | 0 | 0 | 0
5 ≤ u < 40 | 0 | 0 | 0 | 0 | 0 | 0
u < 5 | 0 | 0 | 0 | 0 | 0 | 0
Total | 0 | 0 | 0 | 0 | 0 | 0
IS0620(PT 620 IASI)¦ meter SN:1702234123505927
Tensiune reziduală u% | Durata t ms |  |  |  |  | Total
| 10 < t ≤ 200 | 200 < t ≤ 500 | 500 < t ≤ 1000 | 1000 < t ≤ 5000 | 5000 < t ≤ 60000
80 ≤ u < 90 | 0 | 0 | 0 | 3 | 0 | 3
70 ≤ u < 80 | 0 | 0 | 0 | 0 | 0 | 0
40 ≤ u < 70 | 0 | 0 | 0 | 0 | 0 | 0
5 ≤ u < 40 | 0 | 0 | 0 | 0 | 0 | 0
u < 5 | 0 | 0 | 0 | 0 | 0 | 0
Total | 0 | 0 | 0 | 3 | 0 | 3
IS0661(PT 661 IASI)¦ meter SN:1702234123505899
Tensiune reziduală u% | Durata t ms |  |  |  |  | Total
| 10 < t ≤ 200 | 200 < t ≤ 500 | 500 < t ≤ 1000 | 1000 < t ≤ 5000 | 5000 < t ≤ 60000
80 ≤ u < 90 | 0 | 0 | 0 | 2 | 0 | 2
70 ≤ u < 80 | 0 | 0 | 0 | 0 | 0 | 0
40 ≤ u < 70 | 0 | 0 | 0 | 0 | 0 | 0
5 ≤ u < 40 | 0 | 0 | 0 | 0 | 0 | 0
u < 5 | 0 | 0 | 0 | 0 | 0 | 0
Total | 0 | 0 | 0 | 2 | 0 | 2
IS0673(PT 673 IASI)¦ meter SN:1702334125532607
Tensiune reziduală u% | Durata t ms |  |  |  |  | Total
| 10 < t ≤ 200 | 200 < t ≤ 500 | 500 < t ≤ 1000 | 1000 < t ≤ 5000 | 5000 < t ≤ 60000
80 ≤ u < 90 | 0 | 0 | 0 | 0 | 0 | 0
70 ≤ u < 80 | 0 | 0 | 0 | 0 | 0 | 0
40 ≤ u < 70 | 0 | 0 | 0 | 0 | 0 | 0
5 ≤ u < 40 | 0 | 0 | 0 | 0 | 0 | 0
u < 5 | 0 | 0 | 0 | 0 | 0 | 0
Total | 0 | 0 | 0 | 0 | 0 | 0
IS0701(PT 701 IASI)¦ meter SN:1702234122711298
Tensiune reziduală u% | Durata t ms |  |  |  |  | Total
| 10 < t ≤ 200 | 200 < t ≤ 500 | 500 < t ≤ 1000 | 1000 < t ≤ 5000 | 5000 < t ≤ 60000
80 ≤ u < 90 | 0 | 0 | 0 | 0 | 0 | 0
70 ≤ u < 80 | 0 | 0 | 0 | 0 | 0 | 0
40 ≤ u < 70 | 0 | 0 | 0 | 0 | 0 | 0
5 ≤ u < 40 | 0 | 0 | 0 | 0 | 0 | 0
u < 5 | 0 | 0 | 0 | 0 | 0 | 0
Total | 0 | 0 | 0 | 0 | 0 | 0
IS0701(PT 701 IASI)¦ meter SN:1702234122711301
Tensiune reziduală u% | Durata t ms |  |  |  |  | Total
| 10 < t ≤ 200 | 200 < t ≤ 500 | 500 < t ≤ 1000 | 1000 < t ≤ 5000 | 5000 < t ≤ 60000
80 ≤ u < 90 | 0 | 0 | 0 | 4 | 0 | 4
70 ≤ u < 80 | 0 | 0 | 0 | 0 | 0 | 0
40 ≤ u < 70 | 0 | 0 | 0 | 0 | 0 | 0
5 ≤ u < 40 | 0 | 0 | 0 | 0 | 0 | 0
u < 5 | 0 | 0 | 0 | 0 | 0 | 0
Total | 0 | 0 | 0 | 4 | 0 | 4
IS0726(PTAB 726 IASI)¦ meter SN:1702434125895676
Tensiune reziduală u% | Durata t ms |  |  |  |  | Total
| 10 < t ≤ 200 | 200 < t ≤ 500 | 500 < t ≤ 1000 | 1000 < t ≤ 5000 | 5000 < t ≤ 60000
80 ≤ u < 90 | 0 | 0 | 0 | 0 | 0 | 0
70 ≤ u < 80 | 0 | 0 | 0 | 0 | 0 | 0
40 ≤ u < 70 | 0 | 0 | 0 | 0 | 0 | 0
5 ≤ u < 40 | 0 | 0 | 0 | 0 | 0 | 0
u < 5 | 0 | 0 | 0 | 0 | 0 | 0
Total | 0 | 0 | 0 | 0 | 0 | 0
IS0727(PTAB 727 IASI)¦ meter SN:1702234123505914
Tensiune reziduală u% | Durata t ms |  |  |  |  | Total
| 10 < t ≤ 200 | 200 < t ≤ 500 | 500 < t ≤ 1000 | 1000 < t ≤ 5000 | 5000 < t ≤ 60000
80 ≤ u < 90 | 0 | 0 | 0 | 1 | 0 | 1
70 ≤ u < 80 | 0 | 0 | 0 | 0 | 0 | 0
40 ≤ u < 70 | 0 | 0 | 0 | 0 | 0 | 0
5 ≤ u < 40 | 0 | 0 | 0 | 0 | 0 | 0
u < 5 | 0 | 0 | 0 | 0 | 0 | 0
Total | 0 | 0 | 0 | 1 | 0 | 1
IS0738(PTAB 738 IASI)¦ meter SN:1702234122711440
Tensiune reziduală u% | Durata t ms |  |  |  |  | Total
| 10 < t ≤ 200 | 200 < t ≤ 500 | 500 < t ≤ 1000 | 1000 < t ≤ 5000 | 5000 < t ≤ 60000
80 ≤ u < 90 | 0 | 0 | 0 | 7 | 0 | 7
70 ≤ u < 80 | 0 | 0 | 0 | 0 | 0 | 0
40 ≤ u < 70 | 0 | 0 | 0 | 0 | 0 | 0
5 ≤ u < 40 | 0 | 0 | 0 | 0 | 0 | 0
u < 5 | 0 | 0 | 0 | 0 | 0 | 0
Total | 0 | 0 | 0 | 7 | 0 | 7
IS0961(PTAV 961(PFA ZAPODEANU IOAN))¦ meter SN:1702334125532502
Tensiune reziduală u% | Durata t ms |  |  |  |  | Total
| 10 < t ≤ 200 | 200 < t ≤ 500 | 500 < t ≤ 1000 | 1000 < t ≤ 5000 | 5000 < t ≤ 60000
80 ≤ u < 90 | 0 | 0 | 0 | 0 | 0 | 0
70 ≤ u < 80 | 0 | 0 | 0 | 0 | 0 | 0
40 ≤ u < 70 | 0 | 0 | 0 | 0 | 0 | 0
5 ≤ u < 40 | 0 | 0 | 0 | 0 | 0 | 0
u < 5 | 0 | 0 | 0 | 0 | 0 | 0
Total | 0 | 0 | 0 | 0 | 0 | 0
IS0975(PT 975 LOC. COLECTIVE GAVRILA CTIN)¦ meter SN:1702234122645698
Tensiune reziduală u% | Durata t ms |  |  |  |  | Total
| 10 < t ≤ 200 | 200 < t ≤ 500 | 500 < t ≤ 1000 | 1000 < t ≤ 5000 | 5000 < t ≤ 60000
80 ≤ u < 90 | 0 | 0 | 0 | 0 | 0 | 0
70 ≤ u < 80 | 0 | 0 | 0 | 0 | 0 | 0
40 ≤ u < 70 | 0 | 0 | 0 | 0 | 0 | 0
5 ≤ u < 40 | 0 | 0 | 0 | 0 | 0 | 0
u < 5 | 0 | 0 | 0 | 0 | 0 | 0
Total | 0 | 0 | 0 | 0 | 0 | 0
IS0975(PT 975 LOC. COLECTIVE GAVRILA CTIN)¦ meter SN:1702234122645782
Tensiune reziduală u% | Durata t ms |  |  |  |  | Total
| 10 < t ≤ 200 | 200 < t ≤ 500 | 500 < t ≤ 1000 | 1000 < t ≤ 5000 | 5000 < t ≤ 60000
80 ≤ u < 90 | 0 | 0 | 0 | 0 | 0 | 0
70 ≤ u < 80 | 0 | 0 | 0 | 0 | 0 | 0
40 ≤ u < 70 | 0 | 0 | 0 | 0 | 0 | 0
5 ≤ u < 40 | 0 | 0 | 0 | 0 | 0 | 0
u < 5 | 0 | 0 | 0 | 0 | 0 | 0
Total | 0 | 0 | 0 | 0 | 0 | 0
IS1002(PT 1002 SC KIMONO INVEST SRL)¦ meter SN:1702234122645851
Tensiune reziduală u% | Durata t ms |  |  |  |  | Total
| 10 < t ≤ 200 | 200 < t ≤ 500 | 500 < t ≤ 1000 | 1000 < t ≤ 5000 | 5000 < t ≤ 60000
80 ≤ u < 90 | 0 | 0 | 0 | 4 | 0 | 4
70 ≤ u < 80 | 0 | 0 | 0 | 0 | 0 | 0
40 ≤ u < 70 | 0 | 0 | 0 | 0 | 0 | 0
5 ≤ u < 40 | 0 | 0 | 0 | 0 | 0 | 0
u < 5 | 0 | 0 | 0 | 0 | 0 | 0
Total | 0 | 0 | 0 | 4 | 0 | 4
IS1023(PT 1023 IASI (REZIDENTIAL KAUNU SRL))¦ meter SN:1702234122645779
Tensiune reziduală u% | Durata t ms |  |  |  |  | Total
| 10 < t ≤ 200 | 200 < t ≤ 500 | 500 < t ≤ 1000 | 1000 < t ≤ 5000 | 5000 < t ≤ 60000
80 ≤ u < 90 | 0 | 0 | 0 | 0 | 0 | 0
70 ≤ u < 80 | 0 | 0 | 0 | 0 | 0 | 0
40 ≤ u < 70 | 0 | 0 | 0 | 0 | 0 | 0
5 ≤ u < 40 | 0 | 0 | 0 | 0 | 0 | 0
u < 5 | 0 | 0 | 0 | 0 | 0 | 0
Total | 0 | 0 | 0 | 0 | 0 | 0
IS0002(PT 2 IASI)¦ meter SN:1702234122645757
Tensiune reziduală u% | Durata t ms |  |  |  |  | Total
| 10 < t ≤ 200 | 200 < t ≤ 500 | 500 < t ≤ 1000 | 1000 < t ≤ 5000 | 5000 < t ≤ 60000
80 ≤ u < 90 | 0 | 0 | 0 | 0 | 0 | 0
70 ≤ u < 80 | 0 | 0 | 0 | 0 | 0 | 0
40 ≤ u < 70 | 0 | 0 | 0 | 0 | 0 | 0
5 ≤ u < 40 | 0 | 0 | 0 | 0 | 0 | 0
u < 5 | 0 | 0 | 0 | 0 | 0 | 0
Total | 0 | 0 | 0 | 0 | 0 | 0
IS0010(PTAB 10 IASI)¦ meter SN:1702234123505929
Tensiune reziduală u% | Durata t ms |  |  |  |  | Total
| 10 < t ≤ 200 | 200 < t ≤ 500 | 500 < t ≤ 1000 | 1000 < t ≤ 5000 | 5000 < t ≤ 60000
80 ≤ u < 90 | 0 | 0 | 0 | 3 | 0 | 3
70 ≤ u < 80 | 0 | 0 | 0 | 0 | 0 | 0
40 ≤ u < 70 | 0 | 0 | 0 | 0 | 0 | 0
5 ≤ u < 40 | 0 | 0 | 0 | 0 | 0 | 0
u < 5 | 0 | 0 | 0 | 0 | 0 | 0
Total | 0 | 0 | 0 | 3 | 0 | 3
IS0011(PT 11 IASI)¦ meter SN:1702234122711360
Tensiune reziduală u% | Durata t ms |  |  |  |  | Total
| 10 < t ≤ 200 | 200 < t ≤ 500 | 500 < t ≤ 1000 | 1000 < t ≤ 5000 | 5000 < t ≤ 60000
80 ≤ u < 90 | 0 | 0 | 0 | 9 | 0 | 9
70 ≤ u < 80 | 0 | 0 | 0 | 0 | 0 | 0
40 ≤ u < 70 | 0 | 0 | 0 | 0 | 0 | 0
5 ≤ u < 40 | 0 | 0 | 0 | 0 | 0 | 0
u < 5 | 0 | 0 | 0 | 0 | 0 | 0
Total | 0 | 0 | 0 | 9 | 0 | 9
IS0012(PT 12 IASI)¦ meter SN:1702234122645759
Tensiune reziduală u% | Durata t ms |  |  |  |  | Total
| 10 < t ≤ 200 | 200 < t ≤ 500 | 500 < t ≤ 1000 | 1000 < t ≤ 5000 | 5000 < t ≤ 60000
80 ≤ u < 90 | 0 | 0 | 0 | 6 | 0 | 6
70 ≤ u < 80 | 0 | 0 | 0 | 0 | 0 | 0
40 ≤ u < 70 | 0 | 0 | 0 | 0 | 0 | 0
5 ≤ u < 40 | 0 | 0 | 0 | 0 | 0 | 0
u < 5 | 0 | 0 | 0 | 0 | 0 | 0
Total | 0 | 0 | 0 | 6 | 0 | 6
IS0017(PTAB 17 IASI)¦ meter SN:1702234122711357
Tensiune reziduală u% | Durata t ms |  |  |  |  | Total
| 10 < t ≤ 200 | 200 < t ≤ 500 | 500 < t ≤ 1000 | 1000 < t ≤ 5000 | 5000 < t ≤ 60000
80 ≤ u < 90 | 0 | 0 | 0 | 0 | 0 | 0
70 ≤ u < 80 | 0 | 0 | 0 | 0 | 0 | 0
40 ≤ u < 70 | 0 | 0 | 0 | 0 | 0 | 0
5 ≤ u < 40 | 0 | 0 | 0 | 0 | 0 | 0
u < 5 | 0 | 0 | 0 | 0 | 0 | 0
Total | 0 | 0 | 0 | 0 | 0 | 0
IS0019(PT 19 IASI)¦ meter SN:1702234123505895
Tensiune reziduală u% | Durata t ms |  |  |  |  | Total
| 10 < t ≤ 200 | 200 < t ≤ 500 | 500 < t ≤ 1000 | 1000 < t ≤ 5000 | 5000 < t ≤ 60000
80 ≤ u < 90 | 0 | 0 | 0 | 0 | 0 | 0
70 ≤ u < 80 | 0 | 0 | 0 | 0 | 0 | 0
40 ≤ u < 70 | 0 | 0 | 0 | 0 | 0 | 0
5 ≤ u < 40 | 0 | 0 | 0 | 0 | 0 | 0
u < 5 | 0 | 0 | 0 | 0 | 0 | 0
Total | 0 | 0 | 0 | 0 | 0 | 0
IS0025(PT 25 IASI)¦ meter SN:1702234122645846
Tensiune reziduală u% | Durata t ms |  |  |  |  | Total
| 10 < t ≤ 200 | 200 < t ≤ 500 | 500 < t ≤ 1000 | 1000 < t ≤ 5000 | 5000 < t ≤ 60000
80 ≤ u < 90 | 0 | 0 | 0 | 0 | 0 | 0
70 ≤ u < 80 | 0 | 0 | 0 | 0 | 0 | 0
40 ≤ u < 70 | 0 | 0 | 0 | 0 | 0 | 0
5 ≤ u < 40 | 0 | 0 | 0 | 0 | 0 | 0
u < 5 | 0 | 0 | 0 | 0 | 0 | 0
Total | 0 | 0 | 0 | 0 | 0 | 0
IS0041(PT 41 IASI)¦ meter SN:1702234122645726
Tensiune reziduală u% | Durata t ms |  |  |  |  | Total
| 10 < t ≤ 200 | 200 < t ≤ 500 | 500 < t ≤ 1000 | 1000 < t ≤ 5000 | 5000 < t ≤ 60000
80 ≤ u < 90 | 0 | 0 | 0 | 6 | 0 | 6
70 ≤ u < 80 | 0 | 0 | 0 | 0 | 0 | 0
40 ≤ u < 70 | 0 | 0 | 0 | 0 | 0 | 0
5 ≤ u < 40 | 0 | 0 | 0 | 0 | 0 | 0
u < 5 | 0 | 0 | 0 | 0 | 0 | 0
Total | 0 | 0 | 0 | 6 | 0 | 6
IS0045(PT 45 IASI)¦ meter SN:1702234122711361
Tensiune reziduală u% | Durata t ms |  |  |  |  | Total
| 10 < t ≤ 200 | 200 < t ≤ 500 | 500 < t ≤ 1000 | 1000 < t ≤ 5000 | 5000 < t ≤ 60000
80 ≤ u < 90 | 0 | 0 | 0 | 2 | 0 | 2
70 ≤ u < 80 | 0 | 0 | 0 | 0 | 0 | 0
40 ≤ u < 70 | 0 | 0 | 0 | 0 | 0 | 0
5 ≤ u < 40 | 0 | 0 | 0 | 0 | 0 | 0
u < 5 | 0 | 0 | 0 | 0 | 0 | 0
Total | 0 | 0 | 0 | 2 | 0 | 2
IS0052(PTA 52 IASI)¦ meter SN:1702234123505903
Tensiune reziduală u% | Durata t ms |  |  |  |  | Total
| 10 < t ≤ 200 | 200 < t ≤ 500 | 500 < t ≤ 1000 | 1000 < t ≤ 5000 | 5000 < t ≤ 60000
80 ≤ u < 90 | 0 | 0 | 0 | 83 | 127 | 210
70 ≤ u < 80 | 0 | 0 | 0 | 0 | 0 | 0
40 ≤ u < 70 | 0 | 0 | 0 | 0 | 0 | 0
5 ≤ u < 40 | 0 | 0 | 0 | 0 | 0 | 0
u < 5 | 0 | 0 | 0 | 0 | 0 | 0
Total | 0 | 0 | 0 | 83 | 127 | 210
IS0057(PT 57 IASI)¦ meter SN:1702234123505908
Tensiune reziduală u% | Durata t ms |  |  |  |  | Total
| 10 < t ≤ 200 | 200 < t ≤ 500 | 500 < t ≤ 1000 | 1000 < t ≤ 5000 | 5000 < t ≤ 60000
80 ≤ u < 90 | 0 | 0 | 0 | 2 | 0 | 2
70 ≤ u < 80 | 0 | 0 | 0 | 0 | 0 | 0
40 ≤ u < 70 | 0 | 0 | 0 | 0 | 0 | 0
5 ≤ u < 40 | 0 | 0 | 0 | 0 | 0 | 0
u < 5 | 0 | 0 | 0 | 0 | 0 | 0
Total | 0 | 0 | 0 | 2 | 0 | 2
IS0061(PT 61 IASI)¦ meter SN:1702234123505907
Tensiune reziduală u% | Durata t ms |  |  |  |  | Total
| 10 < t ≤ 200 | 200 < t ≤ 500 | 500 < t ≤ 1000 | 1000 < t ≤ 5000 | 5000 < t ≤ 60000
80 ≤ u < 90 | 0 | 0 | 0 | 0 | 0 | 0
70 ≤ u < 80 | 0 | 0 | 0 | 0 | 0 | 0
40 ≤ u < 70 | 0 | 0 | 0 | 0 | 0 | 0
5 ≤ u < 40 | 0 | 0 | 0 | 0 | 0 | 0
u < 5 | 0 | 0 | 0 | 0 | 0 | 0
Total | 0 | 0 | 0 | 0 | 0 | 0
IS0072(PT 72 IASI)¦ meter SN:1702334123717784
Tensiune reziduală u% | Durata t ms |  |  |  |  | Total
| 10 < t ≤ 200 | 200 < t ≤ 500 | 500 < t ≤ 1000 | 1000 < t ≤ 5000 | 5000 < t ≤ 60000
80 ≤ u < 90 | 0 | 0 | 0 | 2 | 0 | 2
70 ≤ u < 80 | 0 | 0 | 0 | 0 | 0 | 0
40 ≤ u < 70 | 0 | 0 | 0 | 0 | 0 | 0
5 ≤ u < 40 | 0 | 0 | 0 | 0 | 0 | 0
u < 5 | 0 | 0 | 0 | 0 | 0 | 0
Total | 0 | 0 | 0 | 2 | 0 | 2
IS0084(PT 84 IASI)¦ meter SN:1702234122645845
Tensiune reziduală u% | Durata t ms |  |  |  |  | Total
| 10 < t ≤ 200 | 200 < t ≤ 500 | 500 < t ≤ 1000 | 1000 < t ≤ 5000 | 5000 < t ≤ 60000
80 ≤ u < 90 | 0 | 0 | 0 | 2 | 0 | 2
70 ≤ u < 80 | 0 | 0 | 0 | 0 | 0 | 0
40 ≤ u < 70 | 0 | 0 | 0 | 0 | 0 | 0
5 ≤ u < 40 | 0 | 0 | 0 | 0 | 0 | 0
u < 5 | 0 | 0 | 0 | 0 | 0 | 0
Total | 0 | 0 | 0 | 2 | 0 | 2
IS0084(PT 84 IASI)¦ meter SN:1702234122645848
Tensiune reziduală u% | Durata t ms |  |  |  |  | Total
| 10 < t ≤ 200 | 200 < t ≤ 500 | 500 < t ≤ 1000 | 1000 < t ≤ 5000 | 5000 < t ≤ 60000
80 ≤ u < 90 | 0 | 0 | 0 | 2 | 0 | 2
70 ≤ u < 80 | 0 | 0 | 0 | 0 | 0 | 0
40 ≤ u < 70 | 0 | 0 | 0 | 0 | 0 | 0
5 ≤ u < 40 | 0 | 0 | 0 | 0 | 0 | 0
u < 5 | 0 | 0 | 0 | 0 | 0 | 0
Total | 0 | 0 | 0 | 2 | 0 | 2
IS0085(PT 85 IASI)¦ meter SN:1702334123717750
Tensiune reziduală u% | Durata t ms |  |  |  |  | Total
| 10 < t ≤ 200 | 200 < t ≤ 500 | 500 < t ≤ 1000 | 1000 < t ≤ 5000 | 5000 < t ≤ 60000
80 ≤ u < 90 | 0 | 0 | 0 | 0 | 0 | 0
70 ≤ u < 80 | 0 | 0 | 0 | 0 | 0 | 0
40 ≤ u < 70 | 0 | 0 | 0 | 0 | 0 | 0
5 ≤ u < 40 | 0 | 0 | 0 | 0 | 0 | 0
u < 5 | 0 | 0 | 0 | 0 | 0 | 0
Total | 0 | 0 | 0 | 0 | 0 | 0
IS0090(PTA 90 IASI)¦ meter SN:1702234123505904
Tensiune reziduală u% | Durata t ms |  |  |  |  | Total
| 10 < t ≤ 200 | 200 < t ≤ 500 | 500 < t ≤ 1000 | 1000 < t ≤ 5000 | 5000 < t ≤ 60000
80 ≤ u < 90 | 0 | 0 | 0 | 5 | 0 | 5
70 ≤ u < 80 | 0 | 0 | 0 | 0 | 0 | 0
40 ≤ u < 70 | 0 | 0 | 0 | 0 | 0 | 0
5 ≤ u < 40 | 0 | 0 | 0 | 0 | 0 | 0
u < 5 | 0 | 0 | 0 | 0 | 0 | 0
Total | 0 | 0 | 0 | 5 | 0 | 5
IS0091(PT 91 IASI)¦ meter SN:1702234122711280
Tensiune reziduală u% | Durata t ms |  |  |  |  | Total
| 10 < t ≤ 200 | 200 < t ≤ 500 | 500 < t ≤ 1000 | 1000 < t ≤ 5000 | 5000 < t ≤ 60000
80 ≤ u < 90 | 0 | 0 | 0 | 0 | 0 | 0
70 ≤ u < 80 | 0 | 0 | 0 | 0 | 0 | 0
40 ≤ u < 70 | 0 | 0 | 0 | 0 | 0 | 0
5 ≤ u < 40 | 0 | 0 | 0 | 0 | 0 | 0
u < 5 | 0 | 0 | 0 | 0 | 0 | 0
Total | 0 | 0 | 0 | 0 | 0 | 0
IS0092(PT 92 IASI)¦ meter SN:1702234122711254
Tensiune reziduală u% | Durata t ms |  |  |  |  | Total
| 10 < t ≤ 200 | 200 < t ≤ 500 | 500 < t ≤ 1000 | 1000 < t ≤ 5000 | 5000 < t ≤ 60000
80 ≤ u < 90 | 0 | 0 | 0 | 8 | 0 | 8
70 ≤ u < 80 | 0 | 0 | 0 | 0 | 0 | 0
40 ≤ u < 70 | 0 | 0 | 0 | 0 | 0 | 0
5 ≤ u < 40 | 0 | 0 | 0 | 0 | 0 | 0
u < 5 | 0 | 0 | 0 | 0 | 0 | 0
Total | 0 | 0 | 0 | 8 | 0 | 8
IS0094(PT 94 IASI)¦ meter SN:1702234122711241
Tensiune reziduală u% | Durata t ms |  |  |  |  | Total
| 10 < t ≤ 200 | 200 < t ≤ 500 | 500 < t ≤ 1000 | 1000 < t ≤ 5000 | 5000 < t ≤ 60000
80 ≤ u < 90 | 0 | 0 | 0 | 5 | 0 | 5
70 ≤ u < 80 | 0 | 0 | 0 | 0 | 0 | 0
40 ≤ u < 70 | 0 | 0 | 0 | 0 | 0 | 0
5 ≤ u < 40 | 0 | 0 | 0 | 0 | 0 | 0
u < 5 | 0 | 0 | 0 | 0 | 0 | 0
Total | 0 | 0 | 0 | 5 | 0 | 5
IS0098(PT 98 IASI)¦ meter SN:1702234122645787
Tensiune reziduală u% | Durata t ms |  |  |  |  | Total
| 10 < t ≤ 200 | 200 < t ≤ 500 | 500 < t ≤ 1000 | 1000 < t ≤ 5000 | 5000 < t ≤ 60000
80 ≤ u < 90 | 0 | 0 | 0 | 0 | 0 | 0
70 ≤ u < 80 | 0 | 0 | 0 | 0 | 0 | 0
40 ≤ u < 70 | 0 | 0 | 0 | 0 | 0 | 0
5 ≤ u < 40 | 0 | 0 | 0 | 0 | 0 | 0
u < 5 | 0 | 0 | 0 | 0 | 0 | 0
Total | 0 | 0 | 0 | 0 | 0 | 0
IS0100(PT 100 IASI)¦ meter SN:1702234122711231
Tensiune reziduală u% | Durata t ms |  |  |  |  | Total
| 10 < t ≤ 200 | 200 < t ≤ 500 | 500 < t ≤ 1000 | 1000 < t ≤ 5000 | 5000 < t ≤ 60000
80 ≤ u < 90 | 0 | 0 | 0 | 3 | 0 | 3
70 ≤ u < 80 | 0 | 0 | 0 | 0 | 0 | 0
40 ≤ u < 70 | 0 | 0 | 0 | 0 | 0 | 0
5 ≤ u < 40 | 0 | 0 | 0 | 0 | 0 | 0
u < 5 | 0 | 0 | 0 | 0 | 0 | 0
Total | 0 | 0 | 0 | 3 | 0 | 3
IS0114(PT 114 IASI)¦ meter SN:1702234122711428
Tensiune reziduală u% | Durata t ms |  |  |  |  | Total
| 10 < t ≤ 200 | 200 < t ≤ 500 | 500 < t ≤ 1000 | 1000 < t ≤ 5000 | 5000 < t ≤ 60000
80 ≤ u < 90 | 0 | 0 | 0 | 9 | 0 | 9
70 ≤ u < 80 | 0 | 0 | 0 | 0 | 0 | 0
40 ≤ u < 70 | 0 | 0 | 0 | 0 | 0 | 0
5 ≤ u < 40 | 0 | 0 | 0 | 0 | 0 | 0
u < 5 | 0 | 0 | 0 | 0 | 0 | 0
Total | 0 | 0 | 0 | 9 | 0 | 9
IS0133(PT 133 IASI)¦ meter SN:1702334123717789
Tensiune reziduală u% | Durata t ms |  |  |  |  | Total
| 10 < t ≤ 200 | 200 < t ≤ 500 | 500 < t ≤ 1000 | 1000 < t ≤ 5000 | 5000 < t ≤ 60000
80 ≤ u < 90 | 0 | 0 | 0 | 3 | 0 | 3
70 ≤ u < 80 | 0 | 0 | 0 | 0 | 0 | 0
40 ≤ u < 70 | 0 | 0 | 0 | 0 | 0 | 0
5 ≤ u < 40 | 0 | 0 | 0 | 0 | 0 | 0
u < 5 | 0 | 0 | 0 | 0 | 0 | 0
Total | 0 | 0 | 0 | 3 | 0 | 3
IS0138(PT 138 IASI)¦ meter SN:1702234122645695
Tensiune reziduală u% | Durata t ms |  |  |  |  | Total
| 10 < t ≤ 200 | 200 < t ≤ 500 | 500 < t ≤ 1000 | 1000 < t ≤ 5000 | 5000 < t ≤ 60000
80 ≤ u < 90 | 0 | 0 | 0 | 3 | 0 | 3
70 ≤ u < 80 | 0 | 0 | 0 | 0 | 0 | 0
40 ≤ u < 70 | 0 | 0 | 0 | 0 | 0 | 0
5 ≤ u < 40 | 0 | 0 | 0 | 0 | 0 | 0
u < 5 | 0 | 0 | 0 | 0 | 0 | 0
Total | 0 | 0 | 0 | 3 | 0 | 3
IS0146(PTCZ 146 IASI)¦ meter SN:1702234122711362
Tensiune reziduală u% | Durata t ms |  |  |  |  | Total
| 10 < t ≤ 200 | 200 < t ≤ 500 | 500 < t ≤ 1000 | 1000 < t ≤ 5000 | 5000 < t ≤ 60000
80 ≤ u < 90 | 0 | 0 | 0 | 1 | 0 | 1
70 ≤ u < 80 | 0 | 0 | 0 | 0 | 0 | 0
40 ≤ u < 70 | 0 | 0 | 0 | 0 | 0 | 0
5 ≤ u < 40 | 0 | 0 | 0 | 0 | 0 | 0
u < 5 | 0 | 0 | 0 | 0 | 0 | 0
Total | 0 | 0 | 0 | 1 | 0 | 1
IS0210(PT 210 IASI)¦ meter SN:1702234123505910
Tensiune reziduală u% | Durata t ms |  |  |  |  | Total
| 10 < t ≤ 200 | 200 < t ≤ 500 | 500 < t ≤ 1000 | 1000 < t ≤ 5000 | 5000 < t ≤ 60000
80 ≤ u < 90 | 0 | 0 | 0 | 5 | 0 | 5
70 ≤ u < 80 | 0 | 0 | 0 | 0 | 0 | 0
40 ≤ u < 70 | 0 | 0 | 0 | 0 | 0 | 0
5 ≤ u < 40 | 0 | 0 | 0 | 0 | 0 | 0
u < 5 | 0 | 0 | 0 | 0 | 0 | 0
Total | 0 | 0 | 0 | 5 | 0 | 5
IS0238(PT 238 IASI)¦ meter SN:1702234122645814
Tensiune reziduală u% | Durata t ms |  |  |  |  | Total
| 10 < t ≤ 200 | 200 < t ≤ 500 | 500 < t ≤ 1000 | 1000 < t ≤ 5000 | 5000 < t ≤ 60000
80 ≤ u < 90 | 0 | 0 | 0 | 0 | 0 | 0
70 ≤ u < 80 | 0 | 0 | 0 | 0 | 0 | 0
40 ≤ u < 70 | 0 | 0 | 0 | 0 | 0 | 0
5 ≤ u < 40 | 0 | 0 | 0 | 0 | 0 | 0
u < 5 | 0 | 0 | 0 | 0 | 0 | 0
Total | 0 | 0 | 0 | 0 | 0 | 0
IS0238(PT 238 IASI)¦ meter SN:1702234122645816
Tensiune reziduală u% | Durata t ms |  |  |  |  | Total
| 10 < t ≤ 200 | 200 < t ≤ 500 | 500 < t ≤ 1000 | 1000 < t ≤ 5000 | 5000 < t ≤ 60000
80 ≤ u < 90 | 0 | 0 | 0 | 0 | 0 | 0
70 ≤ u < 80 | 0 | 0 | 0 | 0 | 0 | 0
40 ≤ u < 70 | 0 | 0 | 0 | 0 | 0 | 0
5 ≤ u < 40 | 0 | 0 | 0 | 0 | 0 | 0
u < 5 | 0 | 0 | 0 | 0 | 0 | 0
Total | 0 | 0 | 0 | 0 | 0 | 0
IS0286(PT 286 IASI)¦ meter SN:1702234122711424
Tensiune reziduală u% | Durata t ms |  |  |  |  | Total
| 10 < t ≤ 200 | 200 < t ≤ 500 | 500 < t ≤ 1000 | 1000 < t ≤ 5000 | 5000 < t ≤ 60000
80 ≤ u < 90 | 0 | 0 | 0 | 2 | 0 | 2
70 ≤ u < 80 | 0 | 0 | 0 | 0 | 0 | 0
40 ≤ u < 70 | 0 | 0 | 0 | 0 | 0 | 0
5 ≤ u < 40 | 0 | 0 | 0 | 0 | 0 | 0
u < 5 | 0 | 0 | 0 | 0 | 0 | 0
Total | 0 | 0 | 0 | 2 | 0 | 2
IS0290(PT 290 IASI)¦ meter SN:1702234122711378
Tensiune reziduală u% | Durata t ms |  |  |  |  | Total
| 10 < t ≤ 200 | 200 < t ≤ 500 | 500 < t ≤ 1000 | 1000 < t ≤ 5000 | 5000 < t ≤ 60000
80 ≤ u < 90 | 0 | 0 | 0 | 3 | 0 | 3
70 ≤ u < 80 | 0 | 0 | 0 | 0 | 0 | 0
40 ≤ u < 70 | 0 | 0 | 0 | 0 | 0 | 0
5 ≤ u < 40 | 0 | 0 | 0 | 0 | 0 | 0
u < 5 | 0 | 0 | 0 | 0 | 0 | 0
Total | 0 | 0 | 0 | 3 | 0 | 3
IS0300(PA 300 IASI)¦ meter SN:1702234122645809
Tensiune reziduală u% | Durata t ms |  |  |  |  | Total
| 10 < t ≤ 200 | 200 < t ≤ 500 | 500 < t ≤ 1000 | 1000 < t ≤ 5000 | 5000 < t ≤ 60000
80 ≤ u < 90 | 0 | 0 | 0 | 0 | 0 | 0
70 ≤ u < 80 | 0 | 0 | 0 | 0 | 0 | 0
40 ≤ u < 70 | 0 | 0 | 0 | 0 | 0 | 0
5 ≤ u < 40 | 0 | 0 | 0 | 0 | 0 | 0
u < 5 | 0 | 0 | 0 | 0 | 0 | 0
Total | 0 | 0 | 0 | 0 | 0 | 0
IS0301(PT 301 IASI)¦ meter SN:1702434126595881
Tensiune reziduală u% | Durata t ms |  |  |  |  | Total
| 10 < t ≤ 200 | 200 < t ≤ 500 | 500 < t ≤ 1000 | 1000 < t ≤ 5000 | 5000 < t ≤ 60000
80 ≤ u < 90 | 0 | 0 | 0 | 0 | 0 | 0
70 ≤ u < 80 | 0 | 0 | 0 | 0 | 0 | 0
40 ≤ u < 70 | 0 | 0 | 0 | 0 | 0 | 0
5 ≤ u < 40 | 0 | 0 | 0 | 0 | 0 | 0
u < 5 | 0 | 0 | 0 | 0 | 0 | 0
Total | 0 | 0 | 0 | 0 | 0 | 0
IS0333(PT 333 IASI)¦ meter SN:1702234122711425
Tensiune reziduală u% | Durata t ms |  |  |  |  | Total
| 10 < t ≤ 200 | 200 < t ≤ 500 | 500 < t ≤ 1000 | 1000 < t ≤ 5000 | 5000 < t ≤ 60000
80 ≤ u < 90 | 0 | 0 | 0 | 4 | 0 | 4
70 ≤ u < 80 | 0 | 0 | 0 | 0 | 0 | 0
40 ≤ u < 70 | 0 | 0 | 0 | 0 | 0 | 0
5 ≤ u < 40 | 0 | 0 | 0 | 0 | 0 | 0
u < 5 | 0 | 0 | 0 | 0 | 0 | 0
Total | 0 | 0 | 0 | 4 | 0 | 4
IS0356(PT 356 IASI)¦ meter SN:1702234122711426
Tensiune reziduală u% | Durata t ms |  |  |  |  | Total
| 10 < t ≤ 200 | 200 < t ≤ 500 | 500 < t ≤ 1000 | 1000 < t ≤ 5000 | 5000 < t ≤ 60000
80 ≤ u < 90 | 0 | 0 | 0 | 69 | 41 | 110
70 ≤ u < 80 | 0 | 0 | 0 | 0 | 0 | 0
40 ≤ u < 70 | 0 | 0 | 0 | 0 | 0 | 0
5 ≤ u < 40 | 0 | 0 | 0 | 0 | 0 | 0
u < 5 | 0 | 0 | 0 | 0 | 0 | 0
Total | 0 | 0 | 0 | 69 | 41 | 110
IS0357(PT 357 IASI)¦ meter SN:1702334125532554
Tensiune reziduală u% | Durata t ms |  |  |  |  | Total
| 10 < t ≤ 200 | 200 < t ≤ 500 | 500 < t ≤ 1000 | 1000 < t ≤ 5000 | 5000 < t ≤ 60000
80 ≤ u < 90 | 0 | 0 | 0 | 0 | 0 | 0
70 ≤ u < 80 | 0 | 0 | 0 | 0 | 0 | 0
40 ≤ u < 70 | 0 | 0 | 0 | 0 | 0 | 0
5 ≤ u < 40 | 0 | 0 | 0 | 0 | 0 | 0
u < 5 | 0 | 0 | 0 | 0 | 0 | 0
Total | 0 | 0 | 0 | 0 | 0 | 0
IS0381(PT 381 IASI)¦ meter SN:1702234122645754
Tensiune reziduală u% | Durata t ms |  |  |  |  | Total
| 10 < t ≤ 200 | 200 < t ≤ 500 | 500 < t ≤ 1000 | 1000 < t ≤ 5000 | 5000 < t ≤ 60000
80 ≤ u < 90 | 0 | 0 | 0 | 3 | 0 | 3
70 ≤ u < 80 | 0 | 0 | 0 | 0 | 0 | 0
40 ≤ u < 70 | 0 | 0 | 0 | 0 | 0 | 0
5 ≤ u < 40 | 0 | 0 | 0 | 0 | 0 | 0
u < 5 | 0 | 0 | 0 | 0 | 0 | 0
Total | 0 | 0 | 0 | 3 | 0 | 3
IS0382(PT 382 IASI)¦ meter SN:1702434125831801
Tensiune reziduală u% | Durata t ms |  |  |  |  | Total
| 10 < t ≤ 200 | 200 < t ≤ 500 | 500 < t ≤ 1000 | 1000 < t ≤ 5000 | 5000 < t ≤ 60000
80 ≤ u < 90 | 0 | 0 | 0 | 0 | 0 | 0
70 ≤ u < 80 | 0 | 0 | 0 | 0 | 0 | 0
40 ≤ u < 70 | 0 | 0 | 0 | 0 | 0 | 0
5 ≤ u < 40 | 0 | 0 | 0 | 0 | 0 | 0
u < 5 | 0 | 0 | 0 | 0 | 0 | 0
Total | 0 | 0 | 0 | 0 | 0 | 0
IS0383(PT 383 IASI)¦ meter SN:1702234122711436
Tensiune reziduală u% | Durata t ms |  |  |  |  | Total
| 10 < t ≤ 200 | 200 < t ≤ 500 | 500 < t ≤ 1000 | 1000 < t ≤ 5000 | 5000 < t ≤ 60000
80 ≤ u < 90 | 0 | 0 | 0 | 7 | 0 | 7
70 ≤ u < 80 | 0 | 0 | 0 | 0 | 0 | 0
40 ≤ u < 70 | 0 | 0 | 0 | 0 | 0 | 0
5 ≤ u < 40 | 0 | 0 | 0 | 0 | 0 | 0
u < 5 | 0 | 0 | 0 | 0 | 0 | 0
Total | 0 | 0 | 0 | 7 | 0 | 7
IS0393(PT 393 IASI)¦ meter SN:1702234122645831
Tensiune reziduală u% | Durata t ms |  |  |  |  | Total
| 10 < t ≤ 200 | 200 < t ≤ 500 | 500 < t ≤ 1000 | 1000 < t ≤ 5000 | 5000 < t ≤ 60000
80 ≤ u < 90 | 0 | 0 | 0 | 0 | 0 | 0
70 ≤ u < 80 | 0 | 0 | 0 | 0 | 0 | 0
40 ≤ u < 70 | 0 | 0 | 0 | 0 | 0 | 0
5 ≤ u < 40 | 0 | 0 | 0 | 0 | 0 | 0
u < 5 | 0 | 0 | 0 | 0 | 0 | 0
Total | 0 | 0 | 0 | 0 | 0 | 0
IS0398(PT 398 IASI)¦ meter SN:1702234122711345
Tensiune reziduală u% | Durata t ms |  |  |  |  | Total
| 10 < t ≤ 200 | 200 < t ≤ 500 | 500 < t ≤ 1000 | 1000 < t ≤ 5000 | 5000 < t ≤ 60000
80 ≤ u < 90 | 0 | 0 | 0 | 8 | 0 | 8
70 ≤ u < 80 | 0 | 0 | 0 | 0 | 0 | 0
40 ≤ u < 70 | 0 | 0 | 0 | 0 | 0 | 0
5 ≤ u < 40 | 0 | 0 | 0 | 0 | 0 | 0
u < 5 | 0 | 0 | 0 | 0 | 0 | 0
Total | 0 | 0 | 0 | 8 | 0 | 8
IS0520(PT 520 IASI)¦ meter SN:1702234122711249
Tensiune reziduală u% | Durata t ms |  |  |  |  | Total
| 10 < t ≤ 200 | 200 < t ≤ 500 | 500 < t ≤ 1000 | 1000 < t ≤ 5000 | 5000 < t ≤ 60000
80 ≤ u < 90 | 0 | 0 | 0 | 4 | 0 | 4
70 ≤ u < 80 | 0 | 0 | 0 | 0 | 0 | 0
40 ≤ u < 70 | 0 | 0 | 0 | 0 | 0 | 0
5 ≤ u < 40 | 0 | 0 | 0 | 0 | 0 | 0
u < 5 | 0 | 0 | 0 | 0 | 0 | 0
Total | 0 | 0 | 0 | 4 | 0 | 4
IS0532(PT 532 IASI)¦ meter SN:1702334123717794
Tensiune reziduală u% | Durata t ms |  |  |  |  | Total
| 10 < t ≤ 200 | 200 < t ≤ 500 | 500 < t ≤ 1000 | 1000 < t ≤ 5000 | 5000 < t ≤ 60000
80 ≤ u < 90 | 0 | 0 | 0 | 0 | 0 | 0
70 ≤ u < 80 | 0 | 0 | 0 | 0 | 0 | 0
40 ≤ u < 70 | 0 | 0 | 0 | 0 | 0 | 0
5 ≤ u < 40 | 0 | 0 | 0 | 0 | 0 | 0
u < 5 | 0 | 0 | 0 | 0 | 0 | 0
Total | 0 | 0 | 0 | 0 | 0 | 0
IS0534(PT 534 IASI)¦ meter SN:1702234123505911
Tensiune reziduală u% | Durata t ms |  |  |  |  | Total
| 10 < t ≤ 200 | 200 < t ≤ 500 | 500 < t ≤ 1000 | 1000 < t ≤ 5000 | 5000 < t ≤ 60000
80 ≤ u < 90 | 0 | 0 | 0 | 53 | 43 | 96
70 ≤ u < 80 | 0 | 0 | 0 | 0 | 0 | 0
40 ≤ u < 70 | 0 | 0 | 0 | 0 | 0 | 0
5 ≤ u < 40 | 0 | 0 | 0 | 0 | 0 | 0
u < 5 | 0 | 0 | 0 | 0 | 0 | 0
Total | 0 | 0 | 0 | 53 | 43 | 96
IS0535(PT 535 IASI)¦ meter SN:1702234123505909
Tensiune reziduală u% | Durata t ms |  |  |  |  | Total
| 10 < t ≤ 200 | 200 < t ≤ 500 | 500 < t ≤ 1000 | 1000 < t ≤ 5000 | 5000 < t ≤ 60000
80 ≤ u < 90 | 0 | 0 | 0 | 8 | 0 | 8
70 ≤ u < 80 | 0 | 0 | 0 | 0 | 0 | 0
40 ≤ u < 70 | 0 | 0 | 0 | 0 | 0 | 0
5 ≤ u < 40 | 0 | 0 | 0 | 0 | 0 | 0
u < 5 | 0 | 0 | 0 | 0 | 0 | 0
Total | 0 | 0 | 0 | 8 | 0 | 8
IS0538(PT 538 IASI)¦ meter SN:1702334123717785
Tensiune reziduală u% | Durata t ms |  |  |  |  | Total
| 10 < t ≤ 200 | 200 < t ≤ 500 | 500 < t ≤ 1000 | 1000 < t ≤ 5000 | 5000 < t ≤ 60000
80 ≤ u < 90 | 0 | 0 | 0 | 0 | 0 | 0
70 ≤ u < 80 | 0 | 0 | 0 | 0 | 0 | 0
40 ≤ u < 70 | 0 | 0 | 0 | 0 | 0 | 0
5 ≤ u < 40 | 0 | 0 | 0 | 0 | 0 | 0
u < 5 | 0 | 0 | 0 | 0 | 0 | 0
Total | 0 | 0 | 0 | 0 | 0 | 0
IS0621(PT 621 IASI)¦ meter SN:1702334123717775
Tensiune reziduală u% | Durata t ms |  |  |  |  | Total
| 10 < t ≤ 200 | 200 < t ≤ 500 | 500 < t ≤ 1000 | 1000 < t ≤ 5000 | 5000 < t ≤ 60000
80 ≤ u < 90 | 0 | 0 | 0 | 7 | 0 | 7
70 ≤ u < 80 | 0 | 0 | 0 | 0 | 0 | 0
40 ≤ u < 70 | 0 | 0 | 0 | 0 | 0 | 0
5 ≤ u < 40 | 0 | 0 | 0 | 0 | 0 | 0
u < 5 | 0 | 0 | 0 | 0 | 0 | 0
Total | 0 | 0 | 0 | 7 | 0 | 7
IS0621(PT 621 IASI)¦ meter SN:1702334123717776
Tensiune reziduală u% | Durata t ms |  |  |  |  | Total
| 10 < t ≤ 200 | 200 < t ≤ 500 | 500 < t ≤ 1000 | 1000 < t ≤ 5000 | 5000 < t ≤ 60000
80 ≤ u < 90 | 0 | 0 | 0 | 1 | 0 | 1
70 ≤ u < 80 | 0 | 0 | 0 | 0 | 0 | 0
40 ≤ u < 70 | 0 | 0 | 0 | 0 | 0 | 0
5 ≤ u < 40 | 0 | 0 | 0 | 0 | 0 | 0
u < 5 | 0 | 0 | 0 | 0 | 0 | 0
Total | 0 | 0 | 0 | 1 | 0 | 1
IS0624(PT 624 IASI)¦ meter SN:1702434125895704
Tensiune reziduală u% | Durata t ms |  |  |  |  | Total
| 10 < t ≤ 200 | 200 < t ≤ 500 | 500 < t ≤ 1000 | 1000 < t ≤ 5000 | 5000 < t ≤ 60000
80 ≤ u < 90 | 0 | 0 | 0 | 3 | 0 | 3
70 ≤ u < 80 | 0 | 0 | 0 | 0 | 0 | 0
40 ≤ u < 70 | 0 | 0 | 0 | 0 | 0 | 0
5 ≤ u < 40 | 0 | 0 | 0 | 0 | 0 | 0
u < 5 | 0 | 0 | 0 | 0 | 0 | 0
Total | 0 | 0 | 0 | 3 | 0 | 3
IS0630(PT 630 IASI)¦ meter SN:1702234122645780
Tensiune reziduală u% | Durata t ms |  |  |  |  | Total
| 10 < t ≤ 200 | 200 < t ≤ 500 | 500 < t ≤ 1000 | 1000 < t ≤ 5000 | 5000 < t ≤ 60000
80 ≤ u < 90 | 0 | 0 | 0 | 0 | 0 | 0
70 ≤ u < 80 | 0 | 0 | 0 | 0 | 0 | 0
40 ≤ u < 70 | 0 | 0 | 0 | 0 | 0 | 0
5 ≤ u < 40 | 0 | 0 | 0 | 0 | 0 | 0
u < 5 | 0 | 0 | 0 | 0 | 0 | 0
Total | 0 | 0 | 0 | 0 | 0 | 0
IS0634(PT 634 IASI)¦ meter SN:1702434125895679
Tensiune reziduală u% | Durata t ms |  |  |  |  | Total
| 10 < t ≤ 200 | 200 < t ≤ 500 | 500 < t ≤ 1000 | 1000 < t ≤ 5000 | 5000 < t ≤ 60000
80 ≤ u < 90 | 0 | 0 | 0 | 0 | 0 | 0
70 ≤ u < 80 | 0 | 0 | 0 | 0 | 0 | 0
40 ≤ u < 70 | 0 | 0 | 0 | 0 | 0 | 0
5 ≤ u < 40 | 0 | 0 | 0 | 0 | 0 | 0
u < 5 | 0 | 0 | 0 | 0 | 0 | 0
Total | 0 | 0 | 0 | 0 | 0 | 0
IS0637(PT 637 IASI)¦ meter SN:1702234122711347
Tensiune reziduală u% | Durata t ms |  |  |  |  | Total
| 10 < t ≤ 200 | 200 < t ≤ 500 | 500 < t ≤ 1000 | 1000 < t ≤ 5000 | 5000 < t ≤ 60000
80 ≤ u < 90 | 0 | 0 | 0 | 9 | 0 | 9
70 ≤ u < 80 | 0 | 0 | 0 | 0 | 0 | 0
40 ≤ u < 70 | 0 | 0 | 0 | 0 | 0 | 0
5 ≤ u < 40 | 0 | 0 | 0 | 0 | 0 | 0
u < 5 | 0 | 0 | 0 | 0 | 0 | 0
Total | 0 | 0 | 0 | 9 | 0 | 9
IS0637(PT 637 IASI)¦ meter SN:1702234122711348
Tensiune reziduală u% | Durata t ms |  |  |  |  | Total
| 10 < t ≤ 200 | 200 < t ≤ 500 | 500 < t ≤ 1000 | 1000 < t ≤ 5000 | 5000 < t ≤ 60000
80 ≤ u < 90 | 0 | 0 | 0 | 9 | 0 | 9
70 ≤ u < 80 | 0 | 0 | 0 | 0 | 0 | 0
40 ≤ u < 70 | 0 | 0 | 0 | 0 | 0 | 0
5 ≤ u < 40 | 0 | 0 | 0 | 0 | 0 | 0
u < 5 | 0 | 0 | 0 | 0 | 0 | 0
Total | 0 | 0 | 0 | 9 | 0 | 9
IS0782(PTAB 782 IASI)¦ meter SN:1702234122645872
Tensiune reziduală u% | Durata t ms |  |  |  |  | Total
| 10 < t ≤ 200 | 200 < t ≤ 500 | 500 < t ≤ 1000 | 1000 < t ≤ 5000 | 5000 < t ≤ 60000
80 ≤ u < 90 | 0 | 0 | 0 | 0 | 0 | 0
70 ≤ u < 80 | 0 | 0 | 0 | 0 | 0 | 0
40 ≤ u < 70 | 0 | 0 | 0 | 0 | 0 | 0
5 ≤ u < 40 | 0 | 0 | 0 | 0 | 0 | 0
u < 5 | 0 | 0 | 0 | 0 | 0 | 0
Total | 0 | 0 | 0 | 0 | 0 | 0
IS0895(PT 895 IASI)¦ meter SN:1702434126595883
Tensiune reziduală u% | Durata t ms |  |  |  |  | Total
| 10 < t ≤ 200 | 200 < t ≤ 500 | 500 < t ≤ 1000 | 1000 < t ≤ 5000 | 5000 < t ≤ 60000
80 ≤ u < 90 | 0 | 0 | 0 | 5 | 0 | 5
70 ≤ u < 80 | 0 | 0 | 0 | 0 | 0 | 0
40 ≤ u < 70 | 0 | 0 | 0 | 0 | 0 | 0
5 ≤ u < 40 | 0 | 0 | 0 | 0 | 0 | 0
u < 5 | 0 | 0 | 0 | 0 | 0 | 0
Total | 0 | 0 | 0 | 5 | 0 | 5
IS0905(PTAV 905 IASI)¦ meter SN:1702434126588480
Tensiune reziduală u% | Durata t ms |  |  |  |  | Total
| 10 < t ≤ 200 | 200 < t ≤ 500 | 500 < t ≤ 1000 | 1000 < t ≤ 5000 | 5000 < t ≤ 60000
80 ≤ u < 90 | 0 | 0 | 0 | 0 | 0 | 0
70 ≤ u < 80 | 0 | 0 | 0 | 0 | 0 | 0
40 ≤ u < 70 | 0 | 0 | 0 | 0 | 0 | 0
5 ≤ u < 40 | 0 | 0 | 0 | 0 | 0 | 0
u < 5 | 0 | 0 | 0 | 0 | 0 | 0
Total | 0 | 0 | 0 | 0 | 0 | 0
ISI303(PT 303 B I IASI)¦ meter SN:1702234122645828
Tensiune reziduală u% | Durata t ms |  |  |  |  | Total
| 10 < t ≤ 200 | 200 < t ≤ 500 | 500 < t ≤ 1000 | 1000 < t ≤ 5000 | 5000 < t ≤ 60000
80 ≤ u < 90 | 0 | 0 | 0 | 0 | 0 | 0
70 ≤ u < 80 | 0 | 0 | 0 | 0 | 0 | 0
40 ≤ u < 70 | 0 | 0 | 0 | 0 | 0 | 0
5 ≤ u < 40 | 0 | 0 | 0 | 0 | 0 | 0
u < 5 | 0 | 0 | 0 | 0 | 0 | 0
Total | 0 | 0 | 0 | 0 | 0 | 0
ISI303(PT 303 B I IASI)¦ meter SN:1702234122645829
Tensiune reziduală u% | Durata t ms |  |  |  |  | Total
| 10 < t ≤ 200 | 200 < t ≤ 500 | 500 < t ≤ 1000 | 1000 < t ≤ 5000 | 5000 < t ≤ 60000
80 ≤ u < 90 | 0 | 0 | 0 | 7 | 0 | 7
70 ≤ u < 80 | 0 | 0 | 0 | 0 | 0 | 0
40 ≤ u < 70 | 0 | 0 | 0 | 0 | 0 | 0
5 ≤ u < 40 | 0 | 0 | 0 | 0 | 0 | 0
u < 5 | 0 | 0 | 0 | 0 | 0 | 0
Total | 0 | 0 | 0 | 7 | 0 | 7
IS0309(PT 309 IASI)¦ meter SN:1702234122645736
Tensiune reziduală u% | Durata t ms |  |  |  |  | Total
| 10 < t ≤ 200 | 200 < t ≤ 500 | 500 < t ≤ 1000 | 1000 < t ≤ 5000 | 5000 < t ≤ 60000
80 ≤ u < 90 | 0 | 0 | 0 | 0 | 0 | 0
70 ≤ u < 80 | 0 | 0 | 0 | 0 | 0 | 0
40 ≤ u < 70 | 0 | 0 | 0 | 0 | 0 | 0
5 ≤ u < 40 | 0 | 0 | 0 | 0 | 0 | 0
u < 5 | 0 | 0 | 0 | 0 | 0 | 0
Total | 0 | 0 | 0 | 0 | 0 | 0
IS0557(PT 557 IASI)¦ meter SN:1702334125532506
Tensiune reziduală u% | Durata t ms |  |  |  |  | Total
| 10 < t ≤ 200 | 200 < t ≤ 500 | 500 < t ≤ 1000 | 1000 < t ≤ 5000 | 5000 < t ≤ 60000
80 ≤ u < 90 | 0 | 0 | 0 | 0 | 0 | 0
70 ≤ u < 80 | 0 | 0 | 0 | 0 | 0 | 0
40 ≤ u < 70 | 0 | 0 | 0 | 0 | 0 | 0
5 ≤ u < 40 | 0 | 0 | 0 | 0 | 0 | 0
u < 5 | 0 | 0 | 0 | 0 | 0 | 0
Total | 0 | 0 | 0 | 0 | 0 | 0
IS0592(PT 592 IASI)¦ meter SN:1702334123717747
Tensiune reziduală u% | Durata t ms |  |  |  |  | Total
| 10 < t ≤ 200 | 200 < t ≤ 500 | 500 < t ≤ 1000 | 1000 < t ≤ 5000 | 5000 < t ≤ 60000
80 ≤ u < 90 | 0 | 0 | 0 | 7 | 0 | 7
70 ≤ u < 80 | 0 | 0 | 0 | 0 | 0 | 0
40 ≤ u < 70 | 0 | 0 | 0 | 0 | 0 | 0
5 ≤ u < 40 | 0 | 0 | 0 | 0 | 0 | 0
u < 5 | 0 | 0 | 0 | 0 | 0 | 0
Total | 0 | 0 | 0 | 7 | 0 | 7
IS0605(PT 605 IASI)¦ meter SN:1702334123717765
Tensiune reziduală u% | Durata t ms |  |  |  |  | Total
| 10 < t ≤ 200 | 200 < t ≤ 500 | 500 < t ≤ 1000 | 1000 < t ≤ 5000 | 5000 < t ≤ 60000
80 ≤ u < 90 | 0 | 0 | 0 | 76 | 31 | 107
70 ≤ u < 80 | 0 | 0 | 0 | 0 | 0 | 0
40 ≤ u < 70 | 0 | 0 | 0 | 0 | 0 | 0
5 ≤ u < 40 | 0 | 0 | 0 | 0 | 0 | 0
u < 5 | 0 | 0 | 0 | 0 | 0 | 0
Total | 0 | 0 | 0 | 76 | 31 | 107
IS0608(PT 608 IASI RDE)¦ meter SN:1702234122645702
Tensiune reziduală u% | Durata t ms |  |  |  |  | Total
| 10 < t ≤ 200 | 200 < t ≤ 500 | 500 < t ≤ 1000 | 1000 < t ≤ 5000 | 5000 < t ≤ 60000
80 ≤ u < 90 | 0 | 0 | 0 | 4 | 0 | 4
70 ≤ u < 80 | 0 | 0 | 0 | 0 | 0 | 0
40 ≤ u < 70 | 0 | 0 | 0 | 0 | 0 | 0
5 ≤ u < 40 | 0 | 0 | 0 | 0 | 0 | 0
u < 5 | 0 | 0 | 0 | 0 | 0 | 0
Total | 0 | 0 | 0 | 4 | 0 | 4
IS0642(PT 642 IASI)¦ meter SN:1702334123717795
Tensiune reziduală u% | Durata t ms |  |  |  |  | Total
| 10 < t ≤ 200 | 200 < t ≤ 500 | 500 < t ≤ 1000 | 1000 < t ≤ 5000 | 5000 < t ≤ 60000
80 ≤ u < 90 | 0 | 0 | 0 | 4 | 0 | 4
70 ≤ u < 80 | 0 | 0 | 0 | 0 | 0 | 0
40 ≤ u < 70 | 0 | 0 | 0 | 0 | 0 | 0
5 ≤ u < 40 | 0 | 0 | 0 | 0 | 0 | 0
u < 5 | 0 | 0 | 0 | 0 | 0 | 0
Total | 0 | 0 | 0 | 4 | 0 | 4
IS0643(PT 643 IASI)¦ meter SN:1702234123505897
Tensiune reziduală u% | Durata t ms |  |  |  |  | Total
| 10 < t ≤ 200 | 200 < t ≤ 500 | 500 < t ≤ 1000 | 1000 < t ≤ 5000 | 5000 < t ≤ 60000
80 ≤ u < 90 | 0 | 0 | 0 | 1 | 0 | 1
70 ≤ u < 80 | 0 | 0 | 0 | 0 | 0 | 0
40 ≤ u < 70 | 0 | 0 | 0 | 0 | 0 | 0
5 ≤ u < 40 | 0 | 0 | 0 | 0 | 0 | 0
u < 5 | 0 | 0 | 0 | 0 | 0 | 0
Total | 0 | 0 | 0 | 1 | 0 | 1
IS0687(PT 687 IASI)¦ meter SN:1702234122711358
Tensiune reziduală u% | Durata t ms |  |  |  |  | Total
| 10 < t ≤ 200 | 200 < t ≤ 500 | 500 < t ≤ 1000 | 1000 < t ≤ 5000 | 5000 < t ≤ 60000
80 ≤ u < 90 | 0 | 0 | 0 | 57 | 35 | 92
70 ≤ u < 80 | 0 | 0 | 0 | 0 | 0 | 0
40 ≤ u < 70 | 0 | 0 | 0 | 0 | 0 | 0
5 ≤ u < 40 | 0 | 0 | 0 | 0 | 0 | 0
u < 5 | 0 | 0 | 0 | 0 | 0 | 0
Total | 0 | 0 | 0 | 57 | 35 | 92
IS0713(PT 713 IASI)¦ meter SN:1702334123717774
Tensiune reziduală u% | Durata t ms |  |  |  |  | Total
| 10 < t ≤ 200 | 200 < t ≤ 500 | 500 < t ≤ 1000 | 1000 < t ≤ 5000 | 5000 < t ≤ 60000
80 ≤ u < 90 | 0 | 0 | 0 | 11 | 0 | 11
70 ≤ u < 80 | 0 | 0 | 0 | 0 | 0 | 0
40 ≤ u < 70 | 0 | 0 | 0 | 0 | 0 | 0
5 ≤ u < 40 | 0 | 0 | 0 | 0 | 0 | 0
u < 5 | 0 | 0 | 0 | 0 | 0 | 0
Total | 0 | 0 | 0 | 11 | 0 | 11
IS0753(PT 753 IASI)¦ meter SN:1702234122711297
Tensiune reziduală u% | Durata t ms |  |  |  |  | Total
| 10 < t ≤ 200 | 200 < t ≤ 500 | 500 < t ≤ 1000 | 1000 < t ≤ 5000 | 5000 < t ≤ 60000
80 ≤ u < 90 | 0 | 0 | 0 | 3 | 0 | 3
70 ≤ u < 80 | 0 | 0 | 0 | 0 | 0 | 0
40 ≤ u < 70 | 0 | 0 | 0 | 0 | 0 | 0
5 ≤ u < 40 | 0 | 0 | 0 | 0 | 0 | 0
u < 5 | 0 | 0 | 0 | 0 | 0 | 0
Total | 0 | 0 | 0 | 3 | 0 | 3
IS0789(PT 789 IASI)¦ meter SN:1702234122711299
Tensiune reziduală u% | Durata t ms |  |  |  |  | Total
| 10 < t ≤ 200 | 200 < t ≤ 500 | 500 < t ≤ 1000 | 1000 < t ≤ 5000 | 5000 < t ≤ 60000
80 ≤ u < 90 | 0 | 0 | 0 | 99 | 70 | 169
70 ≤ u < 80 | 0 | 0 | 0 | 0 | 0 | 0
40 ≤ u < 70 | 0 | 0 | 0 | 0 | 0 | 0
5 ≤ u < 40 | 0 | 0 | 0 | 0 | 0 | 0
u < 5 | 0 | 0 | 0 | 0 | 0 | 0
Total | 0 | 0 | 0 | 99 | 70 | 169
IS0790(PT 790 IASI)¦ meter SN:1702234122645856
Tensiune reziduală u% | Durata t ms |  |  |  |  | Total
| 10 < t ≤ 200 | 200 < t ≤ 500 | 500 < t ≤ 1000 | 1000 < t ≤ 5000 | 5000 < t ≤ 60000
80 ≤ u < 90 | 0 | 0 | 0 | 1 | 0 | 1
70 ≤ u < 80 | 0 | 0 | 0 | 0 | 0 | 0
40 ≤ u < 70 | 0 | 0 | 0 | 0 | 0 | 0
5 ≤ u < 40 | 0 | 0 | 0 | 0 | 0 | 0
u < 5 | 0 | 0 | 0 | 0 | 0 | 0
Total | 0 | 0 | 0 | 1 | 0 | 1
IS0791(PT 791 IASI)¦ meter SN:1702234122711275
Tensiune reziduală u% | Durata t ms |  |  |  |  | Total
| 10 < t ≤ 200 | 200 < t ≤ 500 | 500 < t ≤ 1000 | 1000 < t ≤ 5000 | 5000 < t ≤ 60000
80 ≤ u < 90 | 0 | 0 | 0 | 6 | 0 | 6
70 ≤ u < 80 | 0 | 0 | 0 | 0 | 0 | 0
40 ≤ u < 70 | 0 | 0 | 0 | 0 | 0 | 0
5 ≤ u < 40 | 0 | 0 | 0 | 0 | 0 | 0
u < 5 | 0 | 0 | 0 | 0 | 0 | 0
Total | 0 | 0 | 0 | 6 | 0 | 6
IS0795(PT 795 IASI)¦ meter SN:1702334123717773
Tensiune reziduală u% | Durata t ms |  |  |  |  | Total
| 10 < t ≤ 200 | 200 < t ≤ 500 | 500 < t ≤ 1000 | 1000 < t ≤ 5000 | 5000 < t ≤ 60000
80 ≤ u < 90 | 0 | 0 | 0 | 3 | 0 | 3
70 ≤ u < 80 | 0 | 0 | 0 | 0 | 0 | 0
40 ≤ u < 70 | 0 | 0 | 0 | 0 | 0 | 0
5 ≤ u < 40 | 0 | 0 | 0 | 0 | 0 | 0
u < 5 | 0 | 0 | 0 | 0 | 0 | 0
Total | 0 | 0 | 0 | 3 | 0 | 3
IS0795(PT 795 IASI)¦ meter SN:1702334123717777
Tensiune reziduală u% | Durata t ms |  |  |  |  | Total
| 10 < t ≤ 200 | 200 < t ≤ 500 | 500 < t ≤ 1000 | 1000 < t ≤ 5000 | 5000 < t ≤ 60000
80 ≤ u < 90 | 0 | 0 | 0 | 2 | 0 | 2
70 ≤ u < 80 | 0 | 0 | 0 | 0 | 0 | 0
40 ≤ u < 70 | 0 | 0 | 0 | 0 | 0 | 0
5 ≤ u < 40 | 0 | 0 | 0 | 0 | 0 | 0
u < 5 | 0 | 0 | 0 | 0 | 0 | 0
Total | 0 | 0 | 0 | 2 | 0 | 2
IS0803(PT 803 IASI)¦ meter SN:1702234122711401
Tensiune reziduală u% | Durata t ms |  |  |  |  | Total
| 10 < t ≤ 200 | 200 < t ≤ 500 | 500 < t ≤ 1000 | 1000 < t ≤ 5000 | 5000 < t ≤ 60000
80 ≤ u < 90 | 0 | 0 | 0 | 5 | 0 | 5
70 ≤ u < 80 | 0 | 0 | 0 | 0 | 0 | 0
40 ≤ u < 70 | 0 | 0 | 0 | 0 | 0 | 0
5 ≤ u < 40 | 0 | 0 | 0 | 0 | 0 | 0
u < 5 | 0 | 0 | 0 | 0 | 0 | 0
Total | 0 | 0 | 0 | 5 | 0 | 5
IS0817(PT 817 IASI)¦ meter SN:1702434126595891
Tensiune reziduală u% | Durata t ms |  |  |  |  | Total
| 10 < t ≤ 200 | 200 < t ≤ 500 | 500 < t ≤ 1000 | 1000 < t ≤ 5000 | 5000 < t ≤ 60000
80 ≤ u < 90 | 0 | 0 | 0 | 0 | 0 | 0
70 ≤ u < 80 | 0 | 0 | 0 | 0 | 0 | 0
40 ≤ u < 70 | 0 | 0 | 0 | 0 | 0 | 0
5 ≤ u < 40 | 0 | 0 | 0 | 0 | 0 | 0
u < 5 | 0 | 0 | 0 | 0 | 0 | 0
Total | 0 | 0 | 0 | 0 | 0 | 0
IS0872(PT 872 IASI D.S.P.M.)¦ meter SN:1702234122645771
Tensiune reziduală u% | Durata t ms |  |  |  |  | Total
| 10 < t ≤ 200 | 200 < t ≤ 500 | 500 < t ≤ 1000 | 1000 < t ≤ 5000 | 5000 < t ≤ 60000
80 ≤ u < 90 | 0 | 0 | 0 | 7 | 0 | 7
70 ≤ u < 80 | 0 | 0 | 0 | 0 | 0 | 0
40 ≤ u < 70 | 0 | 0 | 0 | 0 | 0 | 0
5 ≤ u < 40 | 0 | 0 | 0 | 0 | 0 | 0
u < 5 | 0 | 0 | 0 | 0 | 0 | 0
Total | 0 | 0 | 0 | 7 | 0 | 7
IS0881(PT 881 IASI D.S.P.M. (BAZA PRODUCTIE SI CLADIRE ADM.B))¦ meter SN:1702234122645815
Tensiune reziduală u% | Durata t ms |  |  |  |  | Total
| 10 < t ≤ 200 | 200 < t ≤ 500 | 500 < t ≤ 1000 | 1000 < t ≤ 5000 | 5000 < t ≤ 60000
80 ≤ u < 90 | 0 | 0 | 0 | 2 | 0 | 2
70 ≤ u < 80 | 0 | 0 | 0 | 0 | 0 | 0
40 ≤ u < 70 | 0 | 0 | 0 | 0 | 0 | 0
5 ≤ u < 40 | 0 | 0 | 0 | 0 | 0 | 0
u < 5 | 0 | 0 | 0 | 0 | 0 | 0
Total | 0 | 0 | 0 | 2 | 0 | 2
IS0903(PT 903 IASI INT)¦ meter SN:1702234122711324
Tensiune reziduală u% | Durata t ms |  |  |  |  | Total
| 10 < t ≤ 200 | 200 < t ≤ 500 | 500 < t ≤ 1000 | 1000 < t ≤ 5000 | 5000 < t ≤ 60000
80 ≤ u < 90 | 0 | 0 | 0 | 5 | 0 | 5
70 ≤ u < 80 | 0 | 0 | 0 | 0 | 0 | 0
40 ≤ u < 70 | 0 | 0 | 0 | 0 | 0 | 0
5 ≤ u < 40 | 0 | 0 | 0 | 0 | 0 | 0
u < 5 | 0 | 0 | 0 | 0 | 0 | 0
Total | 0 | 0 | 0 | 5 | 0 | 5
IS0945(PT 945 ALIMENTARE LOCUINTE COLECTIVE SMART QUALITY)¦ meter SN:1702234122645766
Tensiune reziduală u% | Durata t ms |  |  |  |  | Total
| 10 < t ≤ 200 | 200 < t ≤ 500 | 500 < t ≤ 1000 | 1000 < t ≤ 5000 | 5000 < t ≤ 60000
80 ≤ u < 90 | 0 | 0 | 0 | 0 | 0 | 0
70 ≤ u < 80 | 0 | 0 | 0 | 0 | 0 | 0
40 ≤ u < 70 | 0 | 0 | 0 | 0 | 0 | 0
5 ≤ u < 40 | 0 | 0 | 0 | 0 | 0 | 0
u < 5 | 0 | 0 | 0 | 0 | 0 | 0
Total | 0 | 0 | 0 | 0 | 0 | 0
IS0945(PT 945 ALIMENTARE LOCUINTE COLECTIVE SMART QUALITY)¦ meter SN:1702234122645767
Tensiune reziduală u% | Durata t ms |  |  |  |  | Total
| 10 < t ≤ 200 | 200 < t ≤ 500 | 500 < t ≤ 1000 | 1000 < t ≤ 5000 | 5000 < t ≤ 60000
80 ≤ u < 90 | 0 | 0 | 0 | 1 | 0 | 1
70 ≤ u < 80 | 0 | 0 | 0 | 0 | 0 | 0
40 ≤ u < 70 | 0 | 0 | 0 | 0 | 0 | 0
5 ≤ u < 40 | 0 | 0 | 0 | 0 | 0 | 0
u < 5 | 0 | 0 | 0 | 0 | 0 | 0
Total | 0 | 0 | 0 | 1 | 0 | 1
IS0968(PT 968 IASI (PETRO GRUP))¦ meter SN:1702234122645875
Tensiune reziduală u% | Durata t ms |  |  |  |  | Total
| 10 < t ≤ 200 | 200 < t ≤ 500 | 500 < t ≤ 1000 | 1000 < t ≤ 5000 | 5000 < t ≤ 60000
80 ≤ u < 90 | 0 | 0 | 0 | 10 | 0 | 10
70 ≤ u < 80 | 0 | 0 | 0 | 0 | 0 | 0
40 ≤ u < 70 | 0 | 0 | 0 | 0 | 0 | 0
5 ≤ u < 40 | 0 | 0 | 0 | 0 | 0 | 0
u < 5 | 0 | 0 | 0 | 0 | 0 | 0
Total | 0 | 0 | 0 | 10 | 0 | 10
IS0968(PT 968 IASI (PETRO GRUP))¦ meter SN:1702234122645878
Tensiune reziduală u% | Durata t ms |  |  |  |  | Total
| 10 < t ≤ 200 | 200 < t ≤ 500 | 500 < t ≤ 1000 | 1000 < t ≤ 5000 | 5000 < t ≤ 60000
80 ≤ u < 90 | 0 | 0 | 0 | 3 | 0 | 3
70 ≤ u < 80 | 0 | 0 | 0 | 0 | 0 | 0
40 ≤ u < 70 | 0 | 0 | 0 | 0 | 0 | 0
5 ≤ u < 40 | 0 | 0 | 0 | 0 | 0 | 0
u < 5 | 0 | 0 | 0 | 0 | 0 | 0
Total | 0 | 0 | 0 | 3 | 0 | 3
IS0987(PTAV 987 S.C. STUDIO CASA CONSULT S.R.L)¦ meter SN:1702334123717761
Tensiune reziduală u% | Durata t ms |  |  |  |  | Total
| 10 < t ≤ 200 | 200 < t ≤ 500 | 500 < t ≤ 1000 | 1000 < t ≤ 5000 | 5000 < t ≤ 60000
80 ≤ u < 90 | 0 | 0 | 0 | 2 | 0 | 2
70 ≤ u < 80 | 0 | 0 | 0 | 0 | 0 | 0
40 ≤ u < 70 | 0 | 0 | 0 | 0 | 0 | 0
5 ≤ u < 40 | 0 | 0 | 0 | 0 | 0 | 0
u < 5 | 0 | 0 | 0 | 0 | 0 | 0
Total | 0 | 0 | 0 | 2 | 0 | 2
IS0996(PT 996 IASI (REZIDENTIAL MUNTEANU CRISTIAN))¦ meter SN:1702234122645688
Tensiune reziduală u% | Durata t ms |  |  |  |  | Total
| 10 < t ≤ 200 | 200 < t ≤ 500 | 500 < t ≤ 1000 | 1000 < t ≤ 5000 | 5000 < t ≤ 60000
80 ≤ u < 90 | 0 | 0 | 0 | 0 | 0 | 0
70 ≤ u < 80 | 0 | 0 | 0 | 0 | 0 | 0
40 ≤ u < 70 | 0 | 0 | 0 | 0 | 0 | 0
5 ≤ u < 40 | 0 | 0 | 0 | 0 | 0 | 0
u < 5 | 0 | 0 | 0 | 0 | 0 | 0
Total | 0 | 0 | 0 | 0 | 0 | 0
IS0997(PT 997 IASI (REZIDENTIAL SIVCO REZIDENCE))¦ meter SN:1702334123717798
Tensiune reziduală u% | Durata t ms |  |  |  |  | Total
| 10 < t ≤ 200 | 200 < t ≤ 500 | 500 < t ≤ 1000 | 1000 < t ≤ 5000 | 5000 < t ≤ 60000
80 ≤ u < 90 | 0 | 0 | 0 | 0 | 0 | 0
70 ≤ u < 80 | 0 | 0 | 0 | 0 | 0 | 0
40 ≤ u < 70 | 0 | 0 | 0 | 0 | 0 | 0
5 ≤ u < 40 | 0 | 0 | 0 | 0 | 0 | 0
u < 5 | 0 | 0 | 0 | 0 | 0 | 0
Total | 0 | 0 | 0 | 0 | 0 | 0
IS0997(PT 997 IASI (REZIDENTIAL SIVCO REZIDENCE))¦ meter SN:1702334123717801
Tensiune reziduală u% | Durata t ms |  |  |  |  | Total
| 10 < t ≤ 200 | 200 < t ≤ 500 | 500 < t ≤ 1000 | 1000 < t ≤ 5000 | 5000 < t ≤ 60000
80 ≤ u < 90 | 0 | 0 | 0 | 0 | 0 | 0
70 ≤ u < 80 | 0 | 0 | 0 | 0 | 0 | 0
40 ≤ u < 70 | 0 | 0 | 0 | 0 | 0 | 0
5 ≤ u < 40 | 0 | 0 | 0 | 0 | 0 | 0
u < 5 | 0 | 0 | 0 | 0 | 0 | 0
Total | 0 | 0 | 0 | 0 | 0 | 0
IS0998(PT 998 LOCUINTE COLECTIVE SC DEVELOPMENT)¦ meter SN:1702334123717800
Tensiune reziduală u% | Durata t ms |  |  |  |  | Total
| 10 < t ≤ 200 | 200 < t ≤ 500 | 500 < t ≤ 1000 | 1000 < t ≤ 5000 | 5000 < t ≤ 60000
80 ≤ u < 90 | 0 | 0 | 0 | 3 | 0 | 3
70 ≤ u < 80 | 0 | 0 | 0 | 0 | 0 | 0
40 ≤ u < 70 | 0 | 0 | 0 | 0 | 0 | 0
5 ≤ u < 40 | 0 | 0 | 0 | 0 | 0 | 0
u < 5 | 0 | 0 | 0 | 0 | 0 | 0
Total | 0 | 0 | 0 | 3 | 0 | 3
IS1014(PT 1014 LOCUINTE PROIECT GALATA PT 2)¦ meter SN:1702434126588495
Tensiune reziduală u% | Durata t ms |  |  |  |  | Total
| 10 < t ≤ 200 | 200 < t ≤ 500 | 500 < t ≤ 1000 | 1000 < t ≤ 5000 | 5000 < t ≤ 60000
80 ≤ u < 90 | 0 | 0 | 0 | 0 | 0 | 0
70 ≤ u < 80 | 0 | 0 | 0 | 0 | 0 | 0
40 ≤ u < 70 | 0 | 0 | 0 | 0 | 0 | 0
5 ≤ u < 40 | 0 | 0 | 0 | 0 | 0 | 0
u < 5 | 0 | 0 | 0 | 0 | 0 | 0
Total | 0 | 0 | 0 | 0 | 0 | 0
IS0013(PT 13 IASI)¦ meter SN:1702234122711340
Tensiune reziduală u% | Durata t ms |  |  |  |  | Total
| 10 < t ≤ 200 | 200 < t ≤ 500 | 500 < t ≤ 1000 | 1000 < t ≤ 5000 | 5000 < t ≤ 60000
80 ≤ u < 90 | 0 | 0 | 0 | 4 | 0 | 4
70 ≤ u < 80 | 0 | 0 | 0 | 0 | 0 | 0
40 ≤ u < 70 | 0 | 0 | 0 | 0 | 0 | 0
5 ≤ u < 40 | 0 | 0 | 0 | 0 | 0 | 0
u < 5 | 0 | 0 | 0 | 0 | 0 | 0
Total | 0 | 0 | 0 | 4 | 0 | 4
IS0043(PT 43 IASI)¦ meter SN:1702234122711430
Tensiune reziduală u% | Durata t ms |  |  |  |  | Total
| 10 < t ≤ 200 | 200 < t ≤ 500 | 500 < t ≤ 1000 | 1000 < t ≤ 5000 | 5000 < t ≤ 60000
80 ≤ u < 90 | 0 | 0 | 0 | 6 | 0 | 6
70 ≤ u < 80 | 0 | 0 | 0 | 0 | 0 | 0
40 ≤ u < 70 | 0 | 0 | 0 | 0 | 0 | 0
5 ≤ u < 40 | 0 | 0 | 0 | 0 | 0 | 0
u < 5 | 0 | 0 | 0 | 0 | 0 | 0
Total | 0 | 0 | 0 | 6 | 0 | 6
IS0049(PT 49 IASI)¦ meter SN:1702234122711282
Tensiune reziduală u% | Durata t ms |  |  |  |  | Total
| 10 < t ≤ 200 | 200 < t ≤ 500 | 500 < t ≤ 1000 | 1000 < t ≤ 5000 | 5000 < t ≤ 60000
80 ≤ u < 90 | 0 | 0 | 0 | 5 | 0 | 5
70 ≤ u < 80 | 0 | 0 | 0 | 0 | 0 | 0
40 ≤ u < 70 | 0 | 0 | 0 | 0 | 0 | 0
5 ≤ u < 40 | 0 | 0 | 0 | 0 | 0 | 0
u < 5 | 0 | 0 | 0 | 0 | 0 | 0
Total | 0 | 0 | 0 | 5 | 0 | 5
IS0051(PT 51 IASI)¦ meter SN:1702234122711242
Tensiune reziduală u% | Durata t ms |  |  |  |  | Total
| 10 < t ≤ 200 | 200 < t ≤ 500 | 500 < t ≤ 1000 | 1000 < t ≤ 5000 | 5000 < t ≤ 60000
80 ≤ u < 90 | 0 | 0 | 0 | 5 | 0 | 5
70 ≤ u < 80 | 0 | 0 | 0 | 0 | 0 | 0
40 ≤ u < 70 | 0 | 0 | 0 | 0 | 0 | 0
5 ≤ u < 40 | 0 | 0 | 0 | 0 | 0 | 0
u < 5 | 0 | 0 | 0 | 0 | 0 | 0
Total | 0 | 0 | 0 | 5 | 0 | 5
IS0064(PTCZ 64 IASI)¦ meter SN:1702234122711235
Tensiune reziduală u% | Durata t ms |  |  |  |  | Total
| 10 < t ≤ 200 | 200 < t ≤ 500 | 500 < t ≤ 1000 | 1000 < t ≤ 5000 | 5000 < t ≤ 60000
80 ≤ u < 90 | 0 | 0 | 0 | 5 | 0 | 5
70 ≤ u < 80 | 0 | 0 | 0 | 0 | 0 | 0
40 ≤ u < 70 | 0 | 0 | 0 | 0 | 0 | 0
5 ≤ u < 40 | 0 | 0 | 0 | 0 | 0 | 0
u < 5 | 0 | 0 | 0 | 0 | 0 | 0
Total | 0 | 0 | 0 | 5 | 0 | 5
IS0067(PT 67 IASI)¦ meter SN:1702334123717787
Tensiune reziduală u% | Durata t ms |  |  |  |  | Total
| 10 < t ≤ 200 | 200 < t ≤ 500 | 500 < t ≤ 1000 | 1000 < t ≤ 5000 | 5000 < t ≤ 60000
80 ≤ u < 90 | 0 | 0 | 0 | 4 | 0 | 4
70 ≤ u < 80 | 0 | 0 | 0 | 0 | 0 | 0
40 ≤ u < 70 | 0 | 0 | 0 | 0 | 0 | 0
5 ≤ u < 40 | 0 | 0 | 0 | 0 | 0 | 0
u < 5 | 0 | 0 | 0 | 0 | 0 | 0
Total | 0 | 0 | 0 | 4 | 0 | 4
IS0081(PT 81 IASI)¦ meter SN:1702234123505896
Tensiune reziduală u% | Durata t ms |  |  |  |  | Total
| 10 < t ≤ 200 | 200 < t ≤ 500 | 500 < t ≤ 1000 | 1000 < t ≤ 5000 | 5000 < t ≤ 60000
80 ≤ u < 90 | 0 | 0 | 0 | 4 | 0 | 4
70 ≤ u < 80 | 0 | 0 | 0 | 0 | 0 | 0
40 ≤ u < 70 | 0 | 0 | 0 | 0 | 0 | 0
5 ≤ u < 40 | 0 | 0 | 0 | 0 | 0 | 0
u < 5 | 0 | 0 | 0 | 0 | 0 | 0
Total | 0 | 0 | 0 | 4 | 0 | 4
IS0082(PT 82 IASI)¦ meter SN:1702234122711250
Tensiune reziduală u% | Durata t ms |  |  |  |  | Total
| 10 < t ≤ 200 | 200 < t ≤ 500 | 500 < t ≤ 1000 | 1000 < t ≤ 5000 | 5000 < t ≤ 60000
80 ≤ u < 90 | 0 | 0 | 0 | 9 | 0 | 9
70 ≤ u < 80 | 0 | 0 | 0 | 0 | 0 | 0
40 ≤ u < 70 | 0 | 0 | 0 | 0 | 0 | 0
5 ≤ u < 40 | 0 | 0 | 0 | 0 | 0 | 0
u < 5 | 0 | 0 | 0 | 0 | 0 | 0
Total | 0 | 0 | 0 | 9 | 0 | 9
IS0149(PT 149 IASI)¦ meter SN:1702434126588482
Tensiune reziduală u% | Durata t ms |  |  |  |  | Total
| 10 < t ≤ 200 | 200 < t ≤ 500 | 500 < t ≤ 1000 | 1000 < t ≤ 5000 | 5000 < t ≤ 60000
80 ≤ u < 90 | 0 | 0 | 0 | 0 | 0 | 0
70 ≤ u < 80 | 0 | 0 | 0 | 0 | 0 | 0
40 ≤ u < 70 | 0 | 0 | 0 | 0 | 0 | 0
5 ≤ u < 40 | 0 | 0 | 0 | 0 | 0 | 0
u < 5 | 0 | 0 | 0 | 0 | 0 | 0
Total | 0 | 0 | 0 | 0 | 0 | 0
IS0178(PT 178 IASI)¦ meter SN:1702234122711225
Tensiune reziduală u% | Durata t ms |  |  |  |  | Total
| 10 < t ≤ 200 | 200 < t ≤ 500 | 500 < t ≤ 1000 | 1000 < t ≤ 5000 | 5000 < t ≤ 60000
80 ≤ u < 90 | 0 | 0 | 0 | 0 | 0 | 0
70 ≤ u < 80 | 0 | 0 | 0 | 0 | 0 | 0
40 ≤ u < 70 | 0 | 0 | 0 | 0 | 0 | 0
5 ≤ u < 40 | 0 | 0 | 0 | 0 | 0 | 0
u < 5 | 0 | 0 | 0 | 0 | 0 | 0
Total | 0 | 0 | 0 | 0 | 0 | 0
IS0178(PT 178 IASI)¦ meter SN:1702234122711227
Tensiune reziduală u% | Durata t ms |  |  |  |  | Total
| 10 < t ≤ 200 | 200 < t ≤ 500 | 500 < t ≤ 1000 | 1000 < t ≤ 5000 | 5000 < t ≤ 60000
80 ≤ u < 90 | 0 | 0 | 0 | 20 | 0 | 20
70 ≤ u < 80 | 0 | 0 | 0 | 0 | 0 | 0
40 ≤ u < 70 | 0 | 0 | 0 | 0 | 0 | 0
5 ≤ u < 40 | 0 | 0 | 0 | 0 | 0 | 0
u < 5 | 0 | 0 | 0 | 0 | 0 | 0
Total | 0 | 0 | 0 | 20 | 0 | 20
IS0198(PT 198 IASI)¦ meter SN:1702234122711234
Tensiune reziduală u% | Durata t ms |  |  |  |  | Total
| 10 < t ≤ 200 | 200 < t ≤ 500 | 500 < t ≤ 1000 | 1000 < t ≤ 5000 | 5000 < t ≤ 60000
80 ≤ u < 90 | 0 | 0 | 0 | 0 | 0 | 0
70 ≤ u < 80 | 0 | 0 | 0 | 0 | 0 | 0
40 ≤ u < 70 | 0 | 0 | 0 | 0 | 0 | 0
5 ≤ u < 40 | 0 | 0 | 0 | 0 | 0 | 0
u < 5 | 0 | 0 | 0 | 0 | 0 | 0
Total | 0 | 0 | 0 | 0 | 0 | 0
IS0202(PT 202 IASI)¦ meter SN:1702334125532518
Tensiune reziduală u% | Durata t ms |  |  |  |  | Total
| 10 < t ≤ 200 | 200 < t ≤ 500 | 500 < t ≤ 1000 | 1000 < t ≤ 5000 | 5000 < t ≤ 60000
80 ≤ u < 90 | 0 | 0 | 0 | 0 | 0 | 0
70 ≤ u < 80 | 0 | 0 | 0 | 0 | 0 | 0
40 ≤ u < 70 | 0 | 0 | 0 | 0 | 0 | 0
5 ≤ u < 40 | 0 | 0 | 0 | 0 | 0 | 0
u < 5 | 0 | 0 | 0 | 0 | 0 | 0
Total | 0 | 0 | 0 | 0 | 0 | 0
IS0202(PT 202 IASI)¦ meter SN:1702334125532520
Tensiune reziduală u% | Durata t ms |  |  |  |  | Total
| 10 < t ≤ 200 | 200 < t ≤ 500 | 500 < t ≤ 1000 | 1000 < t ≤ 5000 | 5000 < t ≤ 60000
80 ≤ u < 90 | 0 | 0 | 0 | 0 | 0 | 0
70 ≤ u < 80 | 0 | 0 | 0 | 0 | 0 | 0
40 ≤ u < 70 | 0 | 0 | 0 | 0 | 0 | 0
5 ≤ u < 40 | 0 | 0 | 0 | 0 | 0 | 0
u < 5 | 0 | 0 | 0 | 0 | 0 | 0
Total | 0 | 0 | 0 | 0 | 0 | 0
IS0202(PT 202 IASI)¦ meter SN:1702334125532521
Tensiune reziduală u% | Durata t ms |  |  |  |  | Total
| 10 < t ≤ 200 | 200 < t ≤ 500 | 500 < t ≤ 1000 | 1000 < t ≤ 5000 | 5000 < t ≤ 60000
80 ≤ u < 90 | 0 | 0 | 0 | 0 | 0 | 0
70 ≤ u < 80 | 0 | 0 | 0 | 0 | 0 | 0
40 ≤ u < 70 | 0 | 0 | 0 | 0 | 0 | 0
5 ≤ u < 40 | 0 | 0 | 0 | 0 | 0 | 0
u < 5 | 0 | 0 | 0 | 0 | 0 | 0
Total | 0 | 0 | 0 | 0 | 0 | 0
IS0203(PT 203 IASI)¦ meter SN:1702234123505900
Tensiune reziduală u% | Durata t ms |  |  |  |  | Total
| 10 < t ≤ 200 | 200 < t ≤ 500 | 500 < t ≤ 1000 | 1000 < t ≤ 5000 | 5000 < t ≤ 60000
80 ≤ u < 90 | 0 | 0 | 0 | 9 | 0 | 9
70 ≤ u < 80 | 0 | 0 | 0 | 0 | 0 | 0
40 ≤ u < 70 | 0 | 0 | 0 | 0 | 0 | 0
5 ≤ u < 40 | 0 | 0 | 0 | 0 | 0 | 0
u < 5 | 0 | 0 | 0 | 0 | 0 | 0
Total | 0 | 0 | 0 | 9 | 0 | 9
IS0253(PT 253 IASI)¦ meter SN:1702234122711373
Tensiune reziduală u% | Durata t ms |  |  |  |  | Total
| 10 < t ≤ 200 | 200 < t ≤ 500 | 500 < t ≤ 1000 | 1000 < t ≤ 5000 | 5000 < t ≤ 60000
80 ≤ u < 90 | 0 | 0 | 0 | 15 | 0 | 15
70 ≤ u < 80 | 0 | 0 | 0 | 0 | 0 | 0
40 ≤ u < 70 | 0 | 0 | 0 | 0 | 0 | 0
5 ≤ u < 40 | 0 | 0 | 0 | 0 | 0 | 0
u < 5 | 0 | 0 | 0 | 0 | 0 | 0
Total | 0 | 0 | 0 | 15 | 0 | 15
IS0266(PT 266 IASI)¦ meter SN:1702234122711350
Tensiune reziduală u% | Durata t ms |  |  |  |  | Total
| 10 < t ≤ 200 | 200 < t ≤ 500 | 500 < t ≤ 1000 | 1000 < t ≤ 5000 | 5000 < t ≤ 60000
80 ≤ u < 90 | 0 | 0 | 0 | 6 | 0 | 6
70 ≤ u < 80 | 0 | 0 | 0 | 0 | 0 | 0
40 ≤ u < 70 | 0 | 0 | 0 | 0 | 0 | 0
5 ≤ u < 40 | 0 | 0 | 0 | 0 | 0 | 0
u < 5 | 0 | 0 | 0 | 0 | 0 | 0
Total | 0 | 0 | 0 | 6 | 0 | 6
IS0291(PT 291 IASI)¦ meter SN:1702234123505898
Tensiune reziduală u% | Durata t ms |  |  |  |  | Total
| 10 < t ≤ 200 | 200 < t ≤ 500 | 500 < t ≤ 1000 | 1000 < t ≤ 5000 | 5000 < t ≤ 60000
80 ≤ u < 90 | 0 | 0 | 0 | 2 | 0 | 2
70 ≤ u < 80 | 0 | 0 | 0 | 0 | 0 | 0
40 ≤ u < 70 | 0 | 0 | 0 | 0 | 0 | 0
5 ≤ u < 40 | 0 | 0 | 0 | 0 | 0 | 0
u < 5 | 0 | 0 | 0 | 0 | 0 | 0
Total | 0 | 0 | 0 | 2 | 0 | 2
IS0292(PT 292 IASI)¦ meter SN:1702234123505901
Tensiune reziduală u% | Durata t ms |  |  |  |  | Total
| 10 < t ≤ 200 | 200 < t ≤ 500 | 500 < t ≤ 1000 | 1000 < t ≤ 5000 | 5000 < t ≤ 60000
80 ≤ u < 90 | 0 | 0 | 0 | 2 | 0 | 2
70 ≤ u < 80 | 0 | 0 | 0 | 0 | 0 | 0
40 ≤ u < 70 | 0 | 0 | 0 | 0 | 0 | 0
5 ≤ u < 40 | 0 | 0 | 0 | 0 | 0 | 0
u < 5 | 0 | 0 | 0 | 0 | 0 | 0
Total | 0 | 0 | 0 | 2 | 0 | 2
IS0295(PT 295 IASI)¦ meter SN:1702234122711283
Tensiune reziduală u% | Durata t ms |  |  |  |  | Total
| 10 < t ≤ 200 | 200 < t ≤ 500 | 500 < t ≤ 1000 | 1000 < t ≤ 5000 | 5000 < t ≤ 60000
80 ≤ u < 90 | 0 | 0 | 0 | 9 | 0 | 9
70 ≤ u < 80 | 0 | 0 | 0 | 0 | 0 | 0
40 ≤ u < 70 | 0 | 0 | 0 | 0 | 0 | 0
5 ≤ u < 40 | 0 | 0 | 0 | 0 | 0 | 0
u < 5 | 0 | 0 | 0 | 0 | 0 | 0
Total | 0 | 0 | 0 | 9 | 0 | 9
IS0298(PT 298 IASI)¦ meter SN:1702234122645762
Tensiune reziduală u% | Durata t ms |  |  |  |  | Total
| 10 < t ≤ 200 | 200 < t ≤ 500 | 500 < t ≤ 1000 | 1000 < t ≤ 5000 | 5000 < t ≤ 60000
80 ≤ u < 90 | 0 | 0 | 0 | 0 | 0 | 0
70 ≤ u < 80 | 0 | 0 | 0 | 0 | 0 | 0
40 ≤ u < 70 | 0 | 0 | 0 | 0 | 0 | 0
5 ≤ u < 40 | 0 | 0 | 0 | 0 | 0 | 0
u < 5 | 0 | 0 | 0 | 0 | 0 | 0
Total | 0 | 0 | 0 | 0 | 0 | 0
IS0674(PT 674 IASI)¦ meter SN:1702234122711230
Tensiune reziduală u% | Durata t ms |  |  |  |  | Total
| 10 < t ≤ 200 | 200 < t ≤ 500 | 500 < t ≤ 1000 | 1000 < t ≤ 5000 | 5000 < t ≤ 60000
80 ≤ u < 90 | 0 | 0 | 0 | 10 | 0 | 10
70 ≤ u < 80 | 0 | 0 | 0 | 0 | 0 | 0
40 ≤ u < 70 | 0 | 0 | 0 | 0 | 0 | 0
5 ≤ u < 40 | 0 | 0 | 0 | 0 | 0 | 0
u < 5 | 0 | 0 | 0 | 0 | 0 | 0
Total | 0 | 0 | 0 | 10 | 0 | 10
IS0679(PT 679 IASI)¦ meter SN:1702234122711228
Tensiune reziduală u% | Durata t ms |  |  |  |  | Total
| 10 < t ≤ 200 | 200 < t ≤ 500 | 500 < t ≤ 1000 | 1000 < t ≤ 5000 | 5000 < t ≤ 60000
80 ≤ u < 90 | 0 | 0 | 0 | 6 | 0 | 6
70 ≤ u < 80 | 0 | 0 | 0 | 0 | 0 | 0
40 ≤ u < 70 | 0 | 0 | 0 | 0 | 0 | 0
5 ≤ u < 40 | 0 | 0 | 0 | 0 | 0 | 0
u < 5 | 0 | 0 | 0 | 0 | 0 | 0
Total | 0 | 0 | 0 | 6 | 0 | 6
IS0680(PT 680 IASI)¦ meter SN:1702234122711238
Tensiune reziduală u% | Durata t ms |  |  |  |  | Total
| 10 < t ≤ 200 | 200 < t ≤ 500 | 500 < t ≤ 1000 | 1000 < t ≤ 5000 | 5000 < t ≤ 60000
80 ≤ u < 90 | 0 | 0 | 0 | 8 | 0 | 8
70 ≤ u < 80 | 0 | 0 | 0 | 0 | 0 | 0
40 ≤ u < 70 | 0 | 0 | 0 | 0 | 0 | 0
5 ≤ u < 40 | 0 | 0 | 0 | 0 | 0 | 0
u < 5 | 0 | 0 | 0 | 0 | 0 | 0
Total | 0 | 0 | 0 | 8 | 0 | 8
IS0684(PT 684 IASI)¦ meter SN:1702234122645765
Tensiune reziduală u% | Durata t ms |  |  |  |  | Total
| 10 < t ≤ 200 | 200 < t ≤ 500 | 500 < t ≤ 1000 | 1000 < t ≤ 5000 | 5000 < t ≤ 60000
80 ≤ u < 90 | 0 | 0 | 0 | 0 | 0 | 0
70 ≤ u < 80 | 0 | 0 | 0 | 0 | 0 | 0
40 ≤ u < 70 | 0 | 0 | 0 | 0 | 0 | 0
5 ≤ u < 40 | 0 | 0 | 0 | 0 | 0 | 0
u < 5 | 0 | 0 | 0 | 0 | 0 | 0
Total | 0 | 0 | 0 | 0 | 0 | 0
IS0689(PT 689 IASI)¦ meter SN:1702234123505892
Tensiune reziduală u% | Durata t ms |  |  |  |  | Total
| 10 < t ≤ 200 | 200 < t ≤ 500 | 500 < t ≤ 1000 | 1000 < t ≤ 5000 | 5000 < t ≤ 60000
80 ≤ u < 90 | 0 | 0 | 0 | 0 | 0 | 0
70 ≤ u < 80 | 0 | 0 | 0 | 0 | 0 | 0
40 ≤ u < 70 | 0 | 0 | 0 | 0 | 0 | 0
5 ≤ u < 40 | 0 | 0 | 0 | 0 | 0 | 0
u < 5 | 0 | 0 | 0 | 0 | 0 | 0
Total | 0 | 0 | 0 | 0 | 0 | 0
IS0775(PTAB 775 IASI)¦ meter SN:1702234122711399
Tensiune reziduală u% | Durata t ms |  |  |  |  | Total
| 10 < t ≤ 200 | 200 < t ≤ 500 | 500 < t ≤ 1000 | 1000 < t ≤ 5000 | 5000 < t ≤ 60000
80 ≤ u < 90 | 0 | 0 | 0 | 3 | 0 | 3
70 ≤ u < 80 | 0 | 0 | 0 | 0 | 0 | 0
40 ≤ u < 70 | 0 | 0 | 0 | 0 | 0 | 0
5 ≤ u < 40 | 0 | 0 | 0 | 0 | 0 | 0
u < 5 | 0 | 0 | 0 | 0 | 0 | 0
Total | 0 | 0 | 0 | 3 | 0 | 3
IS0776(PTAB 776 IASI)¦ meter SN:1702234122645776
Tensiune reziduală u% | Durata t ms |  |  |  |  | Total
| 10 < t ≤ 200 | 200 < t ≤ 500 | 500 < t ≤ 1000 | 1000 < t ≤ 5000 | 5000 < t ≤ 60000
80 ≤ u < 90 | 0 | 0 | 0 | 3 | 0 | 3
70 ≤ u < 80 | 0 | 0 | 0 | 0 | 0 | 0
40 ≤ u < 70 | 0 | 0 | 0 | 0 | 0 | 0
5 ≤ u < 40 | 0 | 0 | 0 | 0 | 0 | 0
u < 5 | 0 | 0 | 0 | 0 | 0 | 0
Total | 0 | 0 | 0 | 3 | 0 | 3
IS0777(PTAB 777 IASI)¦ meter SN:1702234122711246
Tensiune reziduală u% | Durata t ms |  |  |  |  | Total
| 10 < t ≤ 200 | 200 < t ≤ 500 | 500 < t ≤ 1000 | 1000 < t ≤ 5000 | 5000 < t ≤ 60000
80 ≤ u < 90 | 0 | 0 | 0 | 5 | 0 | 5
70 ≤ u < 80 | 0 | 0 | 0 | 0 | 0 | 0
40 ≤ u < 70 | 0 | 0 | 0 | 0 | 0 | 0
5 ≤ u < 40 | 0 | 0 | 0 | 0 | 0 | 0
u < 5 | 0 | 0 | 0 | 0 | 0 | 0
Total | 0 | 0 | 0 | 5 | 0 | 5
IS0781(PTAB 781 IASI)¦ meter SN:1702234122645804
Tensiune reziduală u% | Durata t ms |  |  |  |  | Total
| 10 < t ≤ 200 | 200 < t ≤ 500 | 500 < t ≤ 1000 | 1000 < t ≤ 5000 | 5000 < t ≤ 60000
80 ≤ u < 90 | 0 | 0 | 0 | 2 | 0 | 2
70 ≤ u < 80 | 0 | 0 | 0 | 0 | 0 | 0
40 ≤ u < 70 | 0 | 0 | 0 | 0 | 0 | 0
5 ≤ u < 40 | 0 | 0 | 0 | 0 | 0 | 0
u < 5 | 0 | 0 | 0 | 0 | 0 | 0
Total | 0 | 0 | 0 | 2 | 0 | 2
IS0815(PT 815 IASI)¦ meter SN:1702234122711400
Tensiune reziduală u% | Durata t ms |  |  |  |  | Total
| 10 < t ≤ 200 | 200 < t ≤ 500 | 500 < t ≤ 1000 | 1000 < t ≤ 5000 | 5000 < t ≤ 60000
80 ≤ u < 90 | 0 | 0 | 0 | 9 | 0 | 9
70 ≤ u < 80 | 0 | 0 | 0 | 0 | 0 | 0
40 ≤ u < 70 | 0 | 0 | 0 | 0 | 0 | 0
5 ≤ u < 40 | 0 | 0 | 0 | 0 | 0 | 0
u < 5 | 0 | 0 | 0 | 0 | 0 | 0
Total | 0 | 0 | 0 | 9 | 0 | 9
IS0816(PT 816 IASI)¦ meter SN:1702234122711371
Tensiune reziduală u% | Durata t ms |  |  |  |  | Total
| 10 < t ≤ 200 | 200 < t ≤ 500 | 500 < t ≤ 1000 | 1000 < t ≤ 5000 | 5000 < t ≤ 60000
80 ≤ u < 90 | 0 | 0 | 0 | 7 | 0 | 7
70 ≤ u < 80 | 0 | 0 | 0 | 0 | 0 | 0
40 ≤ u < 70 | 0 | 0 | 0 | 0 | 0 | 0
5 ≤ u < 40 | 0 | 0 | 0 | 0 | 0 | 0
u < 5 | 0 | 0 | 0 | 0 | 0 | 0
Total | 0 | 0 | 0 | 7 | 0 | 7
IS0834(PT 834 IASI)¦ meter SN:1702234122645731
Tensiune reziduală u% | Durata t ms |  |  |  |  | Total
| 10 < t ≤ 200 | 200 < t ≤ 500 | 500 < t ≤ 1000 | 1000 < t ≤ 5000 | 5000 < t ≤ 60000
80 ≤ u < 90 | 0 | 0 | 0 | 6 | 0 | 6
70 ≤ u < 80 | 0 | 0 | 0 | 0 | 0 | 0
40 ≤ u < 70 | 0 | 0 | 0 | 0 | 0 | 0
5 ≤ u < 40 | 0 | 0 | 0 | 0 | 0 | 0
u < 5 | 0 | 0 | 0 | 0 | 0 | 0
Total | 0 | 0 | 0 | 6 | 0 | 6
IS0897(PT 897 IASI)¦ meter SN:1702234122711312
Tensiune reziduală u% | Durata t ms |  |  |  |  | Total
| 10 < t ≤ 200 | 200 < t ≤ 500 | 500 < t ≤ 1000 | 1000 < t ≤ 5000 | 5000 < t ≤ 60000
80 ≤ u < 90 | 0 | 0 | 0 | 0 | 0 | 0
70 ≤ u < 80 | 0 | 0 | 0 | 0 | 0 | 0
40 ≤ u < 70 | 0 | 0 | 0 | 0 | 0 | 0
5 ≤ u < 40 | 0 | 0 | 0 | 0 | 0 | 0
u < 5 | 0 | 0 | 0 | 0 | 0 | 0
Total | 0 | 0 | 0 | 0 | 0 | 0
IS0897(PT 897 IASI)¦ meter SN:1702234122711314
Tensiune reziduală u% | Durata t ms |  |  |  |  | Total
| 10 < t ≤ 200 | 200 < t ≤ 500 | 500 < t ≤ 1000 | 1000 < t ≤ 5000 | 5000 < t ≤ 60000
80 ≤ u < 90 | 0 | 0 | 0 | 0 | 0 | 0
70 ≤ u < 80 | 0 | 0 | 0 | 0 | 0 | 0
40 ≤ u < 70 | 0 | 0 | 0 | 0 | 0 | 0
5 ≤ u < 40 | 0 | 0 | 0 | 0 | 0 | 0
u < 5 | 0 | 0 | 0 | 0 | 0 | 0
Total | 0 | 0 | 0 | 0 | 0 | 0
IS0931(PT 931 IASI)¦ meter SN:1702334123717768
Tensiune reziduală u% | Durata t ms |  |  |  |  | Total
| 10 < t ≤ 200 | 200 < t ≤ 500 | 500 < t ≤ 1000 | 1000 < t ≤ 5000 | 5000 < t ≤ 60000
80 ≤ u < 90 | 0 | 0 | 0 | 0 | 0 | 0
70 ≤ u < 80 | 0 | 0 | 0 | 0 | 0 | 0
40 ≤ u < 70 | 0 | 0 | 0 | 0 | 0 | 0
5 ≤ u < 40 | 0 | 0 | 0 | 0 | 0 | 0
u < 5 | 0 | 0 | 0 | 0 | 0 | 0
Total | 0 | 0 | 0 | 0 | 0 | 0
IS0931(PT 931 IASI)¦ meter SN:1702334123717769
Tensiune reziduală u% | Durata t ms |  |  |  |  | Total
| 10 < t ≤ 200 | 200 < t ≤ 500 | 500 < t ≤ 1000 | 1000 < t ≤ 5000 | 5000 < t ≤ 60000
80 ≤ u < 90 | 0 | 0 | 0 | 0 | 0 | 0
70 ≤ u < 80 | 0 | 0 | 0 | 0 | 0 | 0
40 ≤ u < 70 | 0 | 0 | 0 | 0 | 0 | 0
5 ≤ u < 40 | 0 | 0 | 0 | 0 | 0 | 0
u < 5 | 0 | 0 | 0 | 0 | 0 | 0
Total | 0 | 0 | 0 | 0 | 0 | 0
IS0980(PT 980 LOC COLECTIVE SC BUCIUM)¦ meter SN:1702234122645700
Tensiune reziduală u% | Durata t ms |  |  |  |  | Total
| 10 < t ≤ 200 | 200 < t ≤ 500 | 500 < t ≤ 1000 | 1000 < t ≤ 5000 | 5000 < t ≤ 60000
80 ≤ u < 90 | 0 | 0 | 0 | 3 | 0 | 3
70 ≤ u < 80 | 0 | 0 | 0 | 0 | 0 | 0
40 ≤ u < 70 | 0 | 0 | 0 | 0 | 0 | 0
5 ≤ u < 40 | 0 | 0 | 0 | 0 | 0 | 0
u < 5 | 0 | 0 | 0 | 0 | 0 | 0
Total | 0 | 0 | 0 | 3 | 0 | 3
IS0980(PT 980 LOC COLECTIVE SC BUCIUM)¦ meter SN:1702234122645704
Tensiune reziduală u% | Durata t ms |  |  |  |  | Total
| 10 < t ≤ 200 | 200 < t ≤ 500 | 500 < t ≤ 1000 | 1000 < t ≤ 5000 | 5000 < t ≤ 60000
80 ≤ u < 90 | 0 | 0 | 0 | 0 | 0 | 0
70 ≤ u < 80 | 0 | 0 | 0 | 0 | 0 | 0
40 ≤ u < 70 | 0 | 0 | 0 | 0 | 0 | 0
5 ≤ u < 40 | 0 | 0 | 0 | 0 | 0 | 0
u < 5 | 0 | 0 | 0 | 0 | 0 | 0
Total | 0 | 0 | 0 | 0 | 0 | 0
IS0981(PT 981 LOC. COLECTIVE SC AGIM SRL)¦ meter SN:1702234122645760
Tensiune reziduală u% | Durata t ms |  |  |  |  | Total
| 10 < t ≤ 200 | 200 < t ≤ 500 | 500 < t ≤ 1000 | 1000 < t ≤ 5000 | 5000 < t ≤ 60000
80 ≤ u < 90 | 0 | 0 | 0 | 1 | 0 | 1
70 ≤ u < 80 | 0 | 0 | 0 | 0 | 0 | 0
40 ≤ u < 70 | 0 | 0 | 0 | 0 | 0 | 0
5 ≤ u < 40 | 0 | 0 | 0 | 0 | 0 | 0
u < 5 | 0 | 0 | 0 | 0 | 0 | 0
Total | 0 | 0 | 0 | 1 | 0 | 1
IS0990(PTAV 990(LOCUINTE COLECTIVE MEGA RESIDENCE))¦ meter SN:1702234122645761
Tensiune reziduală u% | Durata t ms |  |  |  |  | Total
| 10 < t ≤ 200 | 200 < t ≤ 500 | 500 < t ≤ 1000 | 1000 < t ≤ 5000 | 5000 < t ≤ 60000
80 ≤ u < 90 | 0 | 0 | 0 | 0 | 0 | 0
70 ≤ u < 80 | 0 | 0 | 0 | 0 | 0 | 0
40 ≤ u < 70 | 0 | 0 | 0 | 0 | 0 | 0
5 ≤ u < 40 | 0 | 0 | 0 | 0 | 0 | 0
u < 5 | 0 | 0 | 0 | 0 | 0 | 0
Total | 0 | 0 | 0 | 0 | 0 | 0
IS0990(PTAV 990(LOCUINTE COLECTIVE MEGA RESIDENCE))¦ meter SN:1702234122645763
Tensiune reziduală u% | Durata t ms |  |  |  |  | Total
| 10 < t ≤ 200 | 200 < t ≤ 500 | 500 < t ≤ 1000 | 1000 < t ≤ 5000 | 5000 < t ≤ 60000
80 ≤ u < 90 | 0 | 0 | 0 | 0 | 0 | 0
70 ≤ u < 80 | 0 | 0 | 0 | 0 | 0 | 0
40 ≤ u < 70 | 0 | 0 | 0 | 0 | 0 | 0
5 ≤ u < 40 | 0 | 0 | 0 | 0 | 0 | 0
u < 5 | 0 | 0 | 0 | 0 | 0 | 0
Total | 0 | 0 | 0 | 0 | 0 | 0
IS1007(PT 1007 IASI (STP BUSINNES CONSTRUCT SRL))¦ meter SN:1702334123717766
Tensiune reziduală u% | Durata t ms |  |  |  |  | Total
| 10 < t ≤ 200 | 200 < t ≤ 500 | 500 < t ≤ 1000 | 1000 < t ≤ 5000 | 5000 < t ≤ 60000
80 ≤ u < 90 | 0 | 0 | 0 | 4 | 0 | 4
70 ≤ u < 80 | 0 | 0 | 0 | 0 | 0 | 0
40 ≤ u < 70 | 0 | 0 | 0 | 0 | 0 | 0
5 ≤ u < 40 | 0 | 0 | 0 | 0 | 0 | 0
u < 5 | 0 | 0 | 0 | 0 | 0 | 0
Total | 0 | 0 | 0 | 4 | 0 | 4
IS1007(PT 1007 IASI (STP BUSINNES CONSTRUCT SRL))¦ meter SN:1702334123717767
Tensiune reziduală u% | Durata t ms |  |  |  |  | Total
| 10 < t ≤ 200 | 200 < t ≤ 500 | 500 < t ≤ 1000 | 1000 < t ≤ 5000 | 5000 < t ≤ 60000
80 ≤ u < 90 | 0 | 0 | 0 | 2 | 0 | 2
70 ≤ u < 80 | 0 | 0 | 0 | 0 | 0 | 0
40 ≤ u < 70 | 0 | 0 | 0 | 0 | 0 | 0
5 ≤ u < 40 | 0 | 0 | 0 | 0 | 0 | 0
u < 5 | 0 | 0 | 0 | 0 | 0 | 0
Total | 0 | 0 | 0 | 2 | 0 | 2
ISI330(PA 330 I IASI)¦ meter SN:1702434125895675
Tensiune reziduală u% | Durata t ms |  |  |  |  | Total
| 10 < t ≤ 200 | 200 < t ≤ 500 | 500 < t ≤ 1000 | 1000 < t ≤ 5000 | 5000 < t ≤ 60000
80 ≤ u < 90 | 0 | 0 | 0 | 0 | 0 | 0
70 ≤ u < 80 | 0 | 0 | 0 | 0 | 0 | 0
40 ≤ u < 70 | 0 | 0 | 0 | 0 | 0 | 0
5 ≤ u < 40 | 0 | 0 | 0 | 0 | 0 | 0
u < 5 | 0 | 0 | 0 | 0 | 0 | 0
Total | 0 | 0 | 0 | 0 | 0 | 0
ISP330(PA 330 II IASI)¦ meter SN:1702434125895673
Tensiune reziduală u% | Durata t ms |  |  |  |  | Total
| 10 < t ≤ 200 | 200 < t ≤ 500 | 500 < t ≤ 1000 | 1000 < t ≤ 5000 | 5000 < t ≤ 60000
80 ≤ u < 90 | 0 | 0 | 0 | 7 | 0 | 7
70 ≤ u < 80 | 0 | 0 | 0 | 0 | 0 | 0
40 ≤ u < 70 | 0 | 0 | 0 | 0 | 0 | 0
5 ≤ u < 40 | 0 | 0 | 0 | 0 | 0 | 0
u < 5 | 0 | 0 | 0 | 0 | 0 | 0
Total | 0 | 0 | 0 | 7 | 0 | 7
VISA03(PTA 3 VISANI)¦ meter SN:1702234122711245
Tensiune reziduală u% | Durata t ms |  |  |  |  | Total
| 10 < t ≤ 200 | 200 < t ≤ 500 | 500 < t ≤ 1000 | 1000 < t ≤ 5000 | 5000 < t ≤ 60000
80 ≤ u < 90 | 0 | 0 | 0 | 1 | 0 | 1
70 ≤ u < 80 | 0 | 0 | 0 | 0 | 0 | 0
40 ≤ u < 70 | 0 | 0 | 0 | 0 | 0 | 0
5 ≤ u < 40 | 0 | 0 | 0 | 0 | 0 | 0
u < 5 | 0 | 0 | 0 | 0 | 0 | 0
Total | 0 | 0 | 0 | 1 | 0 | 1
VISA05(PTA 5 VISANI)¦ meter SN:1702234122711247
Tensiune reziduală u% | Durata t ms |  |  |  |  | Total
| 10 < t ≤ 200 | 200 < t ≤ 500 | 500 < t ≤ 1000 | 1000 < t ≤ 5000 | 5000 < t ≤ 60000
80 ≤ u < 90 | 0 | 0 | 0 | 5 | 0 | 5
70 ≤ u < 80 | 0 | 0 | 0 | 0 | 0 | 0
40 ≤ u < 70 | 0 | 0 | 0 | 0 | 0 | 0
5 ≤ u < 40 | 0 | 0 | 0 | 0 | 0 | 0
u < 5 | 0 | 0 | 0 | 0 | 0 | 0
Total | 0 | 0 | 0 | 5 | 0 | 5
VISA07(PT 7 VISAN (BLOC BUDEANU))¦ meter SN:1702234123505890
Tensiune reziduală u% | Durata t ms |  |  |  |  | Total
| 10 < t ≤ 200 | 200 < t ≤ 500 | 500 < t ≤ 1000 | 1000 < t ≤ 5000 | 5000 < t ≤ 60000
80 ≤ u < 90 | 0 | 0 | 0 | 2 | 0 | 2
70 ≤ u < 80 | 0 | 0 | 0 | 0 | 0 | 0
40 ≤ u < 70 | 0 | 0 | 0 | 0 | 0 | 0
5 ≤ u < 40 | 0 | 0 | 0 | 0 | 0 | 0
u < 5 | 0 | 0 | 0 | 0 | 0 | 0
Total | 0 | 0 | 0 | 2 | 0 | 2
VISA08(PT 8 VISAN)¦ meter SN:1702234122645769
Tensiune reziduală u% | Durata t ms |  |  |  |  | Total
| 10 < t ≤ 200 | 200 < t ≤ 500 | 500 < t ≤ 1000 | 1000 < t ≤ 5000 | 5000 < t ≤ 60000
80 ≤ u < 90 | 0 | 0 | 0 | 11 | 0 | 11
70 ≤ u < 80 | 0 | 0 | 0 | 0 | 0 | 0
40 ≤ u < 70 | 0 | 0 | 0 | 0 | 0 | 0
5 ≤ u < 40 | 0 | 0 | 0 | 0 | 0 | 0
u < 5 | 0 | 0 | 0 | 0 | 0 | 0
Total | 0 | 0 | 0 | 11 | 0 | 11
VISA09(PTA 9 VISAN (DAO HOME RESIDENCE SRL))¦ meter SN:1702234122645739
Tensiune reziduală u% | Durata t ms |  |  |  |  | Total
| 10 < t ≤ 200 | 200 < t ≤ 500 | 500 < t ≤ 1000 | 1000 < t ≤ 5000 | 5000 < t ≤ 60000
80 ≤ u < 90 | 0 | 0 | 0 | 1 | 0 | 1
70 ≤ u < 80 | 0 | 0 | 0 | 0 | 0 | 0
40 ≤ u < 70 | 0 | 0 | 0 | 0 | 0 | 0
5 ≤ u < 40 | 0 | 0 | 0 | 0 | 0 | 0
u < 5 | 0 | 0 | 0 | 0 | 0 | 0
Total | 0 | 0 | 0 | 1 | 0 | 1
VISA09(PTA 9 VISAN (DAO HOME RESIDENCE SRL))¦ meter SN:1702234122645740
Tensiune reziduală u% | Durata t ms |  |  |  |  | Total
| 10 < t ≤ 200 | 200 < t ≤ 500 | 500 < t ≤ 1000 | 1000 < t ≤ 5000 | 5000 < t ≤ 60000
80 ≤ u < 90 | 0 | 0 | 0 | 0 | 0 | 0
70 ≤ u < 80 | 0 | 0 | 0 | 0 | 0 | 0
40 ≤ u < 70 | 0 | 0 | 0 | 0 | 0 | 0
5 ≤ u < 40 | 0 | 0 | 0 | 0 | 0 | 0
u < 5 | 0 | 0 | 0 | 0 | 0 | 0
Total | 0 | 0 | 0 | 0 | 0 | 0
IS0207(PT 207 IASI)¦ meter SN:1702234122645786
Tensiune reziduală u% | Durata t ms |  |  |  |  | Total
| 10 < t ≤ 200 | 200 < t ≤ 500 | 500 < t ≤ 1000 | 1000 < t ≤ 5000 | 5000 < t ≤ 60000
80 ≤ u < 90 | 0 | 0 | 0 | 0 | 0 | 0
70 ≤ u < 80 | 0 | 0 | 0 | 0 | 0 | 0
40 ≤ u < 70 | 0 | 0 | 0 | 0 | 0 | 0
5 ≤ u < 40 | 0 | 0 | 0 | 0 | 0 | 0
u < 5 | 0 | 0 | 0 | 0 | 0 | 0
Total | 0 | 0 | 0 | 0 | 0 | 0
IS0373(PT 373 IASI)¦ meter SN:1702234122711377
Tensiune reziduală u% | Durata t ms |  |  |  |  | Total
| 10 < t ≤ 200 | 200 < t ≤ 500 | 500 < t ≤ 1000 | 1000 < t ≤ 5000 | 5000 < t ≤ 60000
80 ≤ u < 90 | 0 | 0 | 0 | 0 | 0 | 0
70 ≤ u < 80 | 0 | 0 | 0 | 0 | 0 | 0
40 ≤ u < 70 | 0 | 0 | 0 | 0 | 0 | 0
5 ≤ u < 40 | 0 | 0 | 0 | 0 | 0 | 0
u < 5 | 0 | 0 | 0 | 0 | 0 | 0
Total | 0 | 0 | 0 | 0 | 0 | 0
IS0408(PT 408 IASI)¦ meter SN:1702334123717743
Tensiune reziduală u% | Durata t ms |  |  |  |  | Total
| 10 < t ≤ 200 | 200 < t ≤ 500 | 500 < t ≤ 1000 | 1000 < t ≤ 5000 | 5000 < t ≤ 60000
80 ≤ u < 90 | 0 | 0 | 0 | 0 | 0 | 0
70 ≤ u < 80 | 0 | 0 | 0 | 0 | 0 | 0
40 ≤ u < 70 | 0 | 0 | 0 | 0 | 0 | 0
5 ≤ u < 40 | 0 | 0 | 0 | 0 | 0 | 0
u < 5 | 0 | 0 | 0 | 0 | 0 | 0
Total | 0 | 0 | 0 | 0 | 0 | 0
IS0452(PT 452 IASI)¦ meter SN:1702334123717788
Tensiune reziduală u% | Durata t ms |  |  |  |  | Total
| 10 < t ≤ 200 | 200 < t ≤ 500 | 500 < t ≤ 1000 | 1000 < t ≤ 5000 | 5000 < t ≤ 60000
80 ≤ u < 90 | 0 | 0 | 0 | 0 | 0 | 0
70 ≤ u < 80 | 0 | 0 | 0 | 0 | 0 | 0
40 ≤ u < 70 | 0 | 0 | 0 | 0 | 0 | 0
5 ≤ u < 40 | 0 | 0 | 0 | 0 | 0 | 0
u < 5 | 0 | 0 | 0 | 0 | 0 | 0
Total | 0 | 0 | 0 | 0 | 0 | 0
IS0453(PT 453 IASI)¦ meter SN:1702334123717771
Tensiune reziduală u% | Durata t ms |  |  |  |  | Total
| 10 < t ≤ 200 | 200 < t ≤ 500 | 500 < t ≤ 1000 | 1000 < t ≤ 5000 | 5000 < t ≤ 60000
80 ≤ u < 90 | 0 | 0 | 0 | 0 | 0 | 0
70 ≤ u < 80 | 0 | 0 | 0 | 0 | 0 | 0
40 ≤ u < 70 | 0 | 0 | 0 | 0 | 0 | 0
5 ≤ u < 40 | 0 | 0 | 0 | 0 | 0 | 0
u < 5 | 0 | 0 | 0 | 0 | 0 | 0
Total | 0 | 0 | 0 | 0 | 0 | 0
IS0463(PT 463 IASI)¦ meter SN:1702334123717742
Tensiune reziduală u% | Durata t ms |  |  |  |  | Total
| 10 < t ≤ 200 | 200 < t ≤ 500 | 500 < t ≤ 1000 | 1000 < t ≤ 5000 | 5000 < t ≤ 60000
80 ≤ u < 90 | 0 | 0 | 0 | 7 | 0 | 7
70 ≤ u < 80 | 0 | 0 | 0 | 0 | 0 | 0
40 ≤ u < 70 | 0 | 0 | 0 | 0 | 0 | 0
5 ≤ u < 40 | 0 | 0 | 0 | 0 | 0 | 0
u < 5 | 0 | 0 | 0 | 0 | 0 | 0
Total | 0 | 0 | 0 | 7 | 0 | 7
IS0473(PT 473 IASI)¦ meter SN:1702434125895715
Tensiune reziduală u% | Durata t ms |  |  |  |  | Total
| 10 < t ≤ 200 | 200 < t ≤ 500 | 500 < t ≤ 1000 | 1000 < t ≤ 5000 | 5000 < t ≤ 60000
80 ≤ u < 90 | 0 | 0 | 0 | 0 | 0 | 0
70 ≤ u < 80 | 0 | 0 | 0 | 0 | 0 | 0
40 ≤ u < 70 | 0 | 0 | 0 | 0 | 0 | 0
5 ≤ u < 40 | 0 | 0 | 0 | 0 | 0 | 0
u < 5 | 0 | 0 | 0 | 0 | 0 | 0
Total | 0 | 0 | 0 | 0 | 0 | 0
IS0474(PT 474 IASI)¦ meter SN:1702234123505931
Tensiune reziduală u% | Durata t ms |  |  |  |  | Total
| 10 < t ≤ 200 | 200 < t ≤ 500 | 500 < t ≤ 1000 | 1000 < t ≤ 5000 | 5000 < t ≤ 60000
80 ≤ u < 90 | 0 | 0 | 0 | 8 | 0 | 8
70 ≤ u < 80 | 0 | 0 | 0 | 0 | 0 | 0
40 ≤ u < 70 | 0 | 0 | 0 | 0 | 0 | 0
5 ≤ u < 40 | 0 | 0 | 0 | 0 | 0 | 0
u < 5 | 0 | 0 | 0 | 0 | 0 | 0
Total | 0 | 0 | 0 | 8 | 0 | 8
IS0475(PT 475 IASI)¦ meter SN:1009141000000550
Tensiune reziduală u% | Durata t ms |  |  |  |  | Total
| 10 < t ≤ 200 | 200 < t ≤ 500 | 500 < t ≤ 1000 | 1000 < t ≤ 5000 | 5000 < t ≤ 60000
80 ≤ u < 90 | 0 | 0 | 0 | 0 | 0 | 0
70 ≤ u < 80 | 0 | 0 | 0 | 0 | 0 | 0
40 ≤ u < 70 | 0 | 0 | 0 | 0 | 0 | 0
5 ≤ u < 40 | 0 | 0 | 0 | 0 | 0 | 0
u < 5 | 0 | 0 | 0 | 0 | 0 | 0
Total | 0 | 0 | 0 | 0 | 0 | 0
IS0503(PT 503 IASI)¦ meter SN:1702234122711380
Tensiune reziduală u% | Durata t ms |  |  |  |  | Total
| 10 < t ≤ 200 | 200 < t ≤ 500 | 500 < t ≤ 1000 | 1000 < t ≤ 5000 | 5000 < t ≤ 60000
80 ≤ u < 90 | 0 | 0 | 0 | 0 | 0 | 0
70 ≤ u < 80 | 0 | 0 | 0 | 0 | 0 | 0
40 ≤ u < 70 | 0 | 0 | 0 | 0 | 0 | 0
5 ≤ u < 40 | 0 | 0 | 0 | 0 | 0 | 0
u < 5 | 0 | 0 | 0 | 0 | 0 | 0
Total | 0 | 0 | 0 | 0 | 0 | 0
IS0523(PT 523 IASI)¦ meter SN:1702434125895717
Tensiune reziduală u% | Durata t ms |  |  |  |  | Total
| 10 < t ≤ 200 | 200 < t ≤ 500 | 500 < t ≤ 1000 | 1000 < t ≤ 5000 | 5000 < t ≤ 60000
80 ≤ u < 90 | 0 | 0 | 0 | 0 | 0 | 0
70 ≤ u < 80 | 0 | 0 | 0 | 0 | 0 | 0
40 ≤ u < 70 | 0 | 0 | 0 | 0 | 0 | 0
5 ≤ u < 40 | 0 | 0 | 0 | 0 | 0 | 0
u < 5 | 0 | 0 | 0 | 0 | 0 | 0
Total | 0 | 0 | 0 | 0 | 0 | 0
IS0526(PT 526 IASI)¦ meter SN:1702234122711237
Tensiune reziduală u% | Durata t ms |  |  |  |  | Total
| 10 < t ≤ 200 | 200 < t ≤ 500 | 500 < t ≤ 1000 | 1000 < t ≤ 5000 | 5000 < t ≤ 60000
80 ≤ u < 90 | 0 | 0 | 0 | 6 | 0 | 6
70 ≤ u < 80 | 0 | 0 | 0 | 0 | 0 | 0
40 ≤ u < 70 | 0 | 0 | 0 | 0 | 0 | 0
5 ≤ u < 40 | 0 | 0 | 0 | 0 | 0 | 0
u < 5 | 0 | 0 | 0 | 0 | 0 | 0
Total | 0 | 0 | 0 | 6 | 0 | 6
IS0527(PT 527 IASI)¦ meter SN:1702434125895674
Tensiune reziduală u% | Durata t ms |  |  |  |  | Total
| 10 < t ≤ 200 | 200 < t ≤ 500 | 500 < t ≤ 1000 | 1000 < t ≤ 5000 | 5000 < t ≤ 60000
80 ≤ u < 90 | 0 | 0 | 0 | 1 | 0 | 1
70 ≤ u < 80 | 0 | 0 | 0 | 0 | 0 | 0
40 ≤ u < 70 | 0 | 0 | 0 | 0 | 0 | 0
5 ≤ u < 40 | 0 | 0 | 0 | 0 | 0 | 0
u < 5 | 0 | 0 | 0 | 0 | 0 | 0
Total | 0 | 0 | 0 | 1 | 0 | 1
IS0545(PT 545 IASI)¦ meter SN:1702434125895672
Tensiune reziduală u% | Durata t ms |  |  |  |  | Total
| 10 < t ≤ 200 | 200 < t ≤ 500 | 500 < t ≤ 1000 | 1000 < t ≤ 5000 | 5000 < t ≤ 60000
80 ≤ u < 90 | 0 | 0 | 0 | 0 | 0 | 0
70 ≤ u < 80 | 0 | 0 | 0 | 0 | 0 | 0
40 ≤ u < 70 | 0 | 0 | 0 | 0 | 0 | 0
5 ≤ u < 40 | 0 | 0 | 0 | 0 | 0 | 0
u < 5 | 0 | 0 | 0 | 0 | 0 | 0
Total | 0 | 0 | 0 | 0 | 0 | 0
IS0546(PT 546 IASI)¦ meter SN:1702234122711402
Tensiune reziduală u% | Durata t ms |  |  |  |  | Total
| 10 < t ≤ 200 | 200 < t ≤ 500 | 500 < t ≤ 1000 | 1000 < t ≤ 5000 | 5000 < t ≤ 60000
80 ≤ u < 90 | 0 | 0 | 0 | 7 | 0 | 7
70 ≤ u < 80 | 0 | 0 | 0 | 0 | 0 | 0
40 ≤ u < 70 | 0 | 0 | 0 | 0 | 0 | 0
5 ≤ u < 40 | 0 | 0 | 0 | 0 | 0 | 0
u < 5 | 0 | 0 | 0 | 0 | 0 | 0
Total | 0 | 0 | 0 | 7 | 0 | 7
IS0547(PT 547 IASI)¦ meter SN:1702234122645843
Tensiune reziduală u% | Durata t ms |  |  |  |  | Total
| 10 < t ≤ 200 | 200 < t ≤ 500 | 500 < t ≤ 1000 | 1000 < t ≤ 5000 | 5000 < t ≤ 60000
80 ≤ u < 90 | 0 | 0 | 0 | 0 | 0 | 0
70 ≤ u < 80 | 0 | 0 | 0 | 0 | 0 | 0
40 ≤ u < 70 | 0 | 0 | 0 | 0 | 0 | 0
5 ≤ u < 40 | 0 | 0 | 0 | 0 | 0 | 0
u < 5 | 0 | 0 | 0 | 0 | 0 | 0
Total | 0 | 0 | 0 | 0 | 0 | 0
IS0577(PT 577 IASI)¦ meter SN:1702434125895706
Tensiune reziduală u% | Durata t ms |  |  |  |  | Total
| 10 < t ≤ 200 | 200 < t ≤ 500 | 500 < t ≤ 1000 | 1000 < t ≤ 5000 | 5000 < t ≤ 60000
80 ≤ u < 90 | 0 | 0 | 0 | 0 | 0 | 0
70 ≤ u < 80 | 0 | 0 | 0 | 0 | 0 | 0
40 ≤ u < 70 | 0 | 0 | 0 | 0 | 0 | 0
5 ≤ u < 40 | 0 | 0 | 0 | 0 | 0 | 0
u < 5 | 0 | 0 | 0 | 0 | 0 | 0
Total | 0 | 0 | 0 | 0 | 0 | 0
IS0578(PT 578 IASI)¦ meter SN:1702434125895677
Tensiune reziduală u% | Durata t ms |  |  |  |  | Total
| 10 < t ≤ 200 | 200 < t ≤ 500 | 500 < t ≤ 1000 | 1000 < t ≤ 5000 | 5000 < t ≤ 60000
80 ≤ u < 90 | 0 | 0 | 0 | 2 | 0 | 2
70 ≤ u < 80 | 0 | 0 | 0 | 0 | 0 | 0
40 ≤ u < 70 | 0 | 0 | 0 | 0 | 0 | 0
5 ≤ u < 40 | 0 | 0 | 0 | 0 | 0 | 0
u < 5 | 0 | 0 | 0 | 0 | 0 | 0
Total | 0 | 0 | 0 | 2 | 0 | 2
IS0580(PT 580 IASI)¦ meter SN:1702334123717749
Tensiune reziduală u% | Durata t ms |  |  |  |  | Total
| 10 < t ≤ 200 | 200 < t ≤ 500 | 500 < t ≤ 1000 | 1000 < t ≤ 5000 | 5000 < t ≤ 60000
80 ≤ u < 90 | 0 | 0 | 0 | 10 | 0 | 10
70 ≤ u < 80 | 0 | 0 | 0 | 0 | 0 | 0
40 ≤ u < 70 | 0 | 0 | 0 | 0 | 0 | 0
5 ≤ u < 40 | 0 | 0 | 0 | 0 | 0 | 0
u < 5 | 0 | 0 | 0 | 0 | 0 | 0
Total | 0 | 0 | 0 | 10 | 0 | 10
IS0581(PT 581 IASI)¦ meter SN:1702234123505906
Tensiune reziduală u% | Durata t ms |  |  |  |  | Total
| 10 < t ≤ 200 | 200 < t ≤ 500 | 500 < t ≤ 1000 | 1000 < t ≤ 5000 | 5000 < t ≤ 60000
80 ≤ u < 90 | 0 | 0 | 0 | 8 | 0 | 8
70 ≤ u < 80 | 0 | 0 | 0 | 0 | 0 | 0
40 ≤ u < 70 | 0 | 0 | 0 | 0 | 0 | 0
5 ≤ u < 40 | 0 | 0 | 0 | 0 | 0 | 0
u < 5 | 0 | 0 | 0 | 0 | 0 | 0
Total | 0 | 0 | 0 | 8 | 0 | 8
IS0617(PT 617 IASI)¦ meter SN:1702434126595880
Tensiune reziduală u% | Durata t ms |  |  |  |  | Total
| 10 < t ≤ 200 | 200 < t ≤ 500 | 500 < t ≤ 1000 | 1000 < t ≤ 5000 | 5000 < t ≤ 60000
80 ≤ u < 90 | 0 | 0 | 0 | 0 | 0 | 0
70 ≤ u < 80 | 0 | 0 | 0 | 0 | 0 | 0
40 ≤ u < 70 | 0 | 0 | 0 | 0 | 0 | 0
5 ≤ u < 40 | 0 | 0 | 0 | 0 | 0 | 0
u < 5 | 0 | 0 | 0 | 0 | 0 | 0
Total | 0 | 0 | 0 | 0 | 0 | 0
IS0649(PT 649 IASI)¦ meter SN:1702234122645725
Tensiune reziduală u% | Durata t ms |  |  |  |  | Total
| 10 < t ≤ 200 | 200 < t ≤ 500 | 500 < t ≤ 1000 | 1000 < t ≤ 5000 | 5000 < t ≤ 60000
80 ≤ u < 90 | 0 | 0 | 0 | 5 | 0 | 5
70 ≤ u < 80 | 0 | 0 | 0 | 0 | 0 | 0
40 ≤ u < 70 | 0 | 0 | 0 | 0 | 0 | 0
5 ≤ u < 40 | 0 | 0 | 0 | 0 | 0 | 0
u < 5 | 0 | 0 | 0 | 0 | 0 | 0
Total | 0 | 0 | 0 | 5 | 0 | 5
IS0655(PT 655 IASI)¦ meter SN:1702234122711300
Tensiune reziduală u% | Durata t ms |  |  |  |  | Total
| 10 < t ≤ 200 | 200 < t ≤ 500 | 500 < t ≤ 1000 | 1000 < t ≤ 5000 | 5000 < t ≤ 60000
80 ≤ u < 90 | 0 | 0 | 0 | 1 | 0 | 1
70 ≤ u < 80 | 0 | 0 | 0 | 0 | 0 | 0
40 ≤ u < 70 | 0 | 0 | 0 | 0 | 0 | 0
5 ≤ u < 40 | 0 | 0 | 0 | 0 | 0 | 0
u < 5 | 0 | 0 | 0 | 0 | 0 | 0
Total | 0 | 0 | 0 | 1 | 0 | 1
IS0658(PT 658 IASI)¦ meter SN:1702234122711253
Tensiune reziduală u% | Durata t ms |  |  |  |  | Total
| 10 < t ≤ 200 | 200 < t ≤ 500 | 500 < t ≤ 1000 | 1000 < t ≤ 5000 | 5000 < t ≤ 60000
80 ≤ u < 90 | 0 | 0 | 0 | 1 | 0 | 1
70 ≤ u < 80 | 0 | 0 | 0 | 0 | 0 | 0
40 ≤ u < 70 | 0 | 0 | 0 | 0 | 0 | 0
5 ≤ u < 40 | 0 | 0 | 0 | 0 | 0 | 0
u < 5 | 0 | 0 | 0 | 0 | 0 | 0
Total | 0 | 0 | 0 | 1 | 0 | 1
IS0675(PT 675 IASI)¦ meter SN:1702234122711273
Tensiune reziduală u% | Durata t ms |  |  |  |  | Total
| 10 < t ≤ 200 | 200 < t ≤ 500 | 500 < t ≤ 1000 | 1000 < t ≤ 5000 | 5000 < t ≤ 60000
80 ≤ u < 90 | 0 | 0 | 0 | 2 | 0 | 2
70 ≤ u < 80 | 0 | 0 | 0 | 0 | 0 | 0
40 ≤ u < 70 | 0 | 0 | 0 | 0 | 0 | 0
5 ≤ u < 40 | 0 | 0 | 0 | 0 | 0 | 0
u < 5 | 0 | 0 | 0 | 0 | 0 | 0
Total | 0 | 0 | 0 | 2 | 0 | 2
IS0683(PT 683 IASI)¦ meter SN:1702234122711321
Tensiune reziduală u% | Durata t ms |  |  |  |  | Total
| 10 < t ≤ 200 | 200 < t ≤ 500 | 500 < t ≤ 1000 | 1000 < t ≤ 5000 | 5000 < t ≤ 60000
80 ≤ u < 90 | 0 | 0 | 0 | 0 | 0 | 0
70 ≤ u < 80 | 0 | 0 | 0 | 0 | 0 | 0
40 ≤ u < 70 | 0 | 0 | 0 | 0 | 0 | 0
5 ≤ u < 40 | 0 | 0 | 0 | 0 | 0 | 0
u < 5 | 0 | 0 | 0 | 0 | 0 | 0
Total | 0 | 0 | 0 | 0 | 0 | 0
IS0686(PT 686 IASI)¦ meter SN:1702234122645840
Tensiune reziduală u% | Durata t ms |  |  |  |  | Total
| 10 < t ≤ 200 | 200 < t ≤ 500 | 500 < t ≤ 1000 | 1000 < t ≤ 5000 | 5000 < t ≤ 60000
80 ≤ u < 90 | 0 | 0 | 0 | 0 | 0 | 0
70 ≤ u < 80 | 0 | 0 | 0 | 0 | 0 | 0
40 ≤ u < 70 | 0 | 0 | 0 | 0 | 0 | 0
5 ≤ u < 40 | 0 | 0 | 0 | 0 | 0 | 0
u < 5 | 0 | 0 | 0 | 0 | 0 | 0
Total | 0 | 0 | 0 | 0 | 0 | 0
IS0686(PT 686 IASI)¦ meter SN:1702234122645841
Tensiune reziduală u% | Durata t ms |  |  |  |  | Total
| 10 < t ≤ 200 | 200 < t ≤ 500 | 500 < t ≤ 1000 | 1000 < t ≤ 5000 | 5000 < t ≤ 60000
80 ≤ u < 90 | 0 | 0 | 0 | 1 | 0 | 1
70 ≤ u < 80 | 0 | 0 | 0 | 0 | 0 | 0
40 ≤ u < 70 | 0 | 0 | 0 | 0 | 0 | 0
5 ≤ u < 40 | 0 | 0 | 0 | 0 | 0 | 0
u < 5 | 0 | 0 | 0 | 0 | 0 | 0
Total | 0 | 0 | 0 | 1 | 0 | 1
IS0697(PT 697 IASI)¦ meter SN:1702334125532564
Tensiune reziduală u% | Durata t ms |  |  |  |  | Total
| 10 < t ≤ 200 | 200 < t ≤ 500 | 500 < t ≤ 1000 | 1000 < t ≤ 5000 | 5000 < t ≤ 60000
80 ≤ u < 90 | 0 | 0 | 0 | 0 | 0 | 0
70 ≤ u < 80 | 0 | 0 | 0 | 0 | 0 | 0
40 ≤ u < 70 | 0 | 0 | 0 | 0 | 0 | 0
5 ≤ u < 40 | 0 | 0 | 0 | 0 | 0 | 0
u < 5 | 0 | 0 | 0 | 0 | 0 | 0
Total | 0 | 0 | 0 | 0 | 0 | 0
IS0736(PT 736 IASI)¦ meter SN:1702234122711403
Tensiune reziduală u% | Durata t ms |  |  |  |  | Total
| 10 < t ≤ 200 | 200 < t ≤ 500 | 500 < t ≤ 1000 | 1000 < t ≤ 5000 | 5000 < t ≤ 60000
80 ≤ u < 90 | 0 | 0 | 0 | 0 | 0 | 0
70 ≤ u < 80 | 0 | 0 | 0 | 0 | 0 | 0
40 ≤ u < 70 | 0 | 0 | 0 | 0 | 0 | 0
5 ≤ u < 40 | 0 | 0 | 0 | 0 | 0 | 0
u < 5 | 0 | 0 | 0 | 0 | 0 | 0
Total | 0 | 0 | 0 | 0 | 0 | 0
IS0751(PTAB 751 IASI)¦ meter SN:1702234122645756
Tensiune reziduală u% | Durata t ms |  |  |  |  | Total
| 10 < t ≤ 200 | 200 < t ≤ 500 | 500 < t ≤ 1000 | 1000 < t ≤ 5000 | 5000 < t ≤ 60000
80 ≤ u < 90 | 0 | 0 | 0 | 2 | 0 | 2
70 ≤ u < 80 | 0 | 0 | 0 | 0 | 0 | 0
40 ≤ u < 70 | 0 | 0 | 0 | 0 | 0 | 0
5 ≤ u < 40 | 0 | 0 | 0 | 0 | 0 | 0
u < 5 | 0 | 0 | 0 | 0 | 0 | 0
Total | 0 | 0 | 0 | 2 | 0 | 2
IS0752(PTAB 752 IASI)¦ meter SN:1702234122711375
Tensiune reziduală u% | Durata t ms |  |  |  |  | Total
| 10 < t ≤ 200 | 200 < t ≤ 500 | 500 < t ≤ 1000 | 1000 < t ≤ 5000 | 5000 < t ≤ 60000
80 ≤ u < 90 | 0 | 0 | 0 | 1 | 0 | 1
70 ≤ u < 80 | 0 | 0 | 0 | 0 | 0 | 0
40 ≤ u < 70 | 0 | 0 | 0 | 0 | 0 | 0
5 ≤ u < 40 | 0 | 0 | 0 | 0 | 0 | 0
u < 5 | 0 | 0 | 0 | 0 | 0 | 0
Total | 0 | 0 | 0 | 1 | 0 | 1
IS0783(PTAB 783 IASI)¦ meter SN:1702234122711353
Tensiune reziduală u% | Durata t ms |  |  |  |  | Total
| 10 < t ≤ 200 | 200 < t ≤ 500 | 500 < t ≤ 1000 | 1000 < t ≤ 5000 | 5000 < t ≤ 60000
80 ≤ u < 90 | 0 | 0 | 0 | 0 | 0 | 0
70 ≤ u < 80 | 0 | 0 | 0 | 0 | 0 | 0
40 ≤ u < 70 | 0 | 0 | 0 | 0 | 0 | 0
5 ≤ u < 40 | 0 | 0 | 0 | 0 | 0 | 0
u < 5 | 0 | 0 | 0 | 0 | 0 | 0
Total | 0 | 0 | 0 | 0 | 0 | 0
IS0853(PT 853 IASI)¦ meter SN:1702234122711326
Tensiune reziduală u% | Durata t ms |  |  |  |  | Total
| 10 < t ≤ 200 | 200 < t ≤ 500 | 500 < t ≤ 1000 | 1000 < t ≤ 5000 | 5000 < t ≤ 60000
80 ≤ u < 90 | 0 | 0 | 0 | 3 | 0 | 3
70 ≤ u < 80 | 0 | 0 | 0 | 0 | 0 | 0
40 ≤ u < 70 | 0 | 0 | 0 | 0 | 0 | 0
5 ≤ u < 40 | 0 | 0 | 0 | 0 | 0 | 0
u < 5 | 0 | 0 | 0 | 0 | 0 | 0
Total | 0 | 0 | 0 | 3 | 0 | 3
IS0863(PT 863 IASI)¦ meter SN:1702234122711354
Tensiune reziduală u% | Durata t ms |  |  |  |  | Total
| 10 < t ≤ 200 | 200 < t ≤ 500 | 500 < t ≤ 1000 | 1000 < t ≤ 5000 | 5000 < t ≤ 60000
80 ≤ u < 90 | 0 | 0 | 0 | 0 | 0 | 0
70 ≤ u < 80 | 0 | 0 | 0 | 0 | 0 | 0
40 ≤ u < 70 | 0 | 0 | 0 | 0 | 0 | 0
5 ≤ u < 40 | 0 | 0 | 0 | 0 | 0 | 0
u < 5 | 0 | 0 | 0 | 0 | 0 | 0
Total | 0 | 0 | 0 | 0 | 0 | 0
IS0894(PT 894 IASI PASAJUL OCTAV BANCILA)¦ meter SN:1702334125532508
Tensiune reziduală u% | Durata t ms |  |  |  |  | Total
| 10 < t ≤ 200 | 200 < t ≤ 500 | 500 < t ≤ 1000 | 1000 < t ≤ 5000 | 5000 < t ≤ 60000
80 ≤ u < 90 | 0 | 0 | 0 | 0 | 0 | 0
70 ≤ u < 80 | 0 | 0 | 0 | 0 | 0 | 0
40 ≤ u < 70 | 0 | 0 | 0 | 0 | 0 | 0
5 ≤ u < 40 | 0 | 0 | 0 | 0 | 0 | 0
u < 5 | 0 | 0 | 0 | 0 | 0 | 0
Total | 0 | 0 | 0 | 0 | 0 | 0
IS0927(PT 927 IASI BLOCURI OSCAR)¦ meter SN:1702234122645730
Tensiune reziduală u% | Durata t ms |  |  |  |  | Total
| 10 < t ≤ 200 | 200 < t ≤ 500 | 500 < t ≤ 1000 | 1000 < t ≤ 5000 | 5000 < t ≤ 60000
80 ≤ u < 90 | 0 | 0 | 0 | 0 | 0 | 0
70 ≤ u < 80 | 0 | 0 | 0 | 0 | 0 | 0
40 ≤ u < 70 | 0 | 0 | 0 | 0 | 0 | 0
5 ≤ u < 40 | 0 | 0 | 0 | 0 | 0 | 0
u < 5 | 0 | 0 | 0 | 0 | 0 | 0
Total | 0 | 0 | 0 | 0 | 0 | 0
IS0927(PT 927 IASI BLOCURI OSCAR)¦ meter SN:1702234122645734
Tensiune reziduală u% | Durata t ms |  |  |  |  | Total
| 10 < t ≤ 200 | 200 < t ≤ 500 | 500 < t ≤ 1000 | 1000 < t ≤ 5000 | 5000 < t ≤ 60000
80 ≤ u < 90 | 0 | 0 | 0 | 0 | 0 | 0
70 ≤ u < 80 | 0 | 0 | 0 | 0 | 0 | 0
40 ≤ u < 70 | 0 | 0 | 0 | 0 | 0 | 0
5 ≤ u < 40 | 0 | 0 | 0 | 0 | 0 | 0
u < 5 | 0 | 0 | 0 | 0 | 0 | 0
Total | 0 | 0 | 0 | 0 | 0 | 0
IS0946(PT 946 ANSAMBLU LOCUINTE GAVRILA C-TIN)¦ meter SN:1702334123717746
Tensiune reziduală u% | Durata t ms |  |  |  |  | Total
| 10 < t ≤ 200 | 200 < t ≤ 500 | 500 < t ≤ 1000 | 1000 < t ≤ 5000 | 5000 < t ≤ 60000
80 ≤ u < 90 | 0 | 0 | 0 | 0 | 0 | 0
70 ≤ u < 80 | 0 | 0 | 0 | 0 | 0 | 0
40 ≤ u < 70 | 0 | 0 | 0 | 0 | 0 | 0
5 ≤ u < 40 | 0 | 0 | 0 | 0 | 0 | 0
u < 5 | 0 | 0 | 0 | 0 | 0 | 0
Total | 0 | 0 | 0 | 0 | 0 | 0
IS0946(PT 946 ANSAMBLU LOCUINTE GAVRILA C-TIN)¦ meter SN:1702334123717764
Tensiune reziduală u% | Durata t ms |  |  |  |  | Total
| 10 < t ≤ 200 | 200 < t ≤ 500 | 500 < t ≤ 1000 | 1000 < t ≤ 5000 | 5000 < t ≤ 60000
80 ≤ u < 90 | 0 | 0 | 0 | 0 | 0 | 0
70 ≤ u < 80 | 0 | 0 | 0 | 0 | 0 | 0
40 ≤ u < 70 | 0 | 0 | 0 | 0 | 0 | 0
5 ≤ u < 40 | 0 | 0 | 0 | 0 | 0 | 0
u < 5 | 0 | 0 | 0 | 0 | 0 | 0
Total | 0 | 0 | 0 | 0 | 0 | 0
IS0951(PT 951 VALEA LUPULUI LOCUINTE SOLEIA)¦ meter SN:1702234122711352
Tensiune reziduală u% | Durata t ms |  |  |  |  | Total
| 10 < t ≤ 200 | 200 < t ≤ 500 | 500 < t ≤ 1000 | 1000 < t ≤ 5000 | 5000 < t ≤ 60000
80 ≤ u < 90 | 0 | 0 | 0 | 0 | 0 | 0
70 ≤ u < 80 | 0 | 0 | 0 | 0 | 0 | 0
40 ≤ u < 70 | 0 | 0 | 0 | 0 | 0 | 0
5 ≤ u < 40 | 0 | 0 | 0 | 0 | 0 | 0
u < 5 | 0 | 0 | 0 | 0 | 0 | 0
Total | 0 | 0 | 0 | 0 | 0 | 0
IS0951(PT 951 VALEA LUPULUI LOCUINTE SOLEIA)¦ meter SN:1702234122711355
Tensiune reziduală u% | Durata t ms |  |  |  |  | Total
| 10 < t ≤ 200 | 200 < t ≤ 500 | 500 < t ≤ 1000 | 1000 < t ≤ 5000 | 5000 < t ≤ 60000
80 ≤ u < 90 | 0 | 0 | 0 | 1 | 0 | 1
70 ≤ u < 80 | 0 | 0 | 0 | 0 | 0 | 0
40 ≤ u < 70 | 0 | 0 | 0 | 0 | 0 | 0
5 ≤ u < 40 | 0 | 0 | 0 | 0 | 0 | 0
u < 5 | 0 | 0 | 0 | 0 | 0 | 0
Total | 0 | 0 | 0 | 1 | 0 | 1
IS0963(PT 963 (SC EDIL CONSTRUCT GROUP SRL))¦ meter SN:1702434125895711
Tensiune reziduală u% | Durata t ms |  |  |  |  | Total
| 10 < t ≤ 200 | 200 < t ≤ 500 | 500 < t ≤ 1000 | 1000 < t ≤ 5000 | 5000 < t ≤ 60000
80 ≤ u < 90 | 0 | 0 | 0 | 1 | 0 | 1
70 ≤ u < 80 | 0 | 0 | 0 | 0 | 0 | 0
40 ≤ u < 70 | 0 | 0 | 0 | 0 | 0 | 0
5 ≤ u < 40 | 0 | 0 | 0 | 0 | 0 | 0
u < 5 | 0 | 0 | 0 | 0 | 0 | 0
Total | 0 | 0 | 0 | 1 | 0 | 1
IS0963(PT 963 (SC EDIL CONSTRUCT GROUP SRL))¦ meter SN:1702434125895712
Tensiune reziduală u% | Durata t ms |  |  |  |  | Total
| 10 < t ≤ 200 | 200 < t ≤ 500 | 500 < t ≤ 1000 | 1000 < t ≤ 5000 | 5000 < t ≤ 60000
80 ≤ u < 90 | 0 | 0 | 0 | 0 | 0 | 0
70 ≤ u < 80 | 0 | 0 | 0 | 0 | 0 | 0
40 ≤ u < 70 | 0 | 0 | 0 | 0 | 0 | 0
5 ≤ u < 40 | 0 | 0 | 0 | 0 | 0 | 0
u < 5 | 0 | 0 | 0 | 0 | 0 | 0
Total | 0 | 0 | 0 | 0 | 0 | 0
IS0976(PT 976 LOCUINTE COLECTIVE AUTO CD SERV REDIU)¦ meter SN:1702434125895683
Tensiune reziduală u% | Durata t ms |  |  |  |  | Total
| 10 < t ≤ 200 | 200 < t ≤ 500 | 500 < t ≤ 1000 | 1000 < t ≤ 5000 | 5000 < t ≤ 60000
80 ≤ u < 90 | 0 | 0 | 0 | 0 | 0 | 0
70 ≤ u < 80 | 0 | 0 | 0 | 0 | 0 | 0
40 ≤ u < 70 | 0 | 0 | 0 | 0 | 0 | 0
5 ≤ u < 40 | 0 | 0 | 0 | 0 | 0 | 0
u < 5 | 0 | 0 | 0 | 0 | 0 | 0
Total | 0 | 0 | 0 | 0 | 0 | 0
IS0986(PT 986 ANSAMBLU LOCUINTE TANASA VERONICA)¦ meter SN:1702334125532570
Tensiune reziduală u% | Durata t ms |  |  |  |  | Total
| 10 < t ≤ 200 | 200 < t ≤ 500 | 500 < t ≤ 1000 | 1000 < t ≤ 5000 | 5000 < t ≤ 60000
80 ≤ u < 90 | 0 | 0 | 0 | 0 | 0 | 0
70 ≤ u < 80 | 0 | 0 | 0 | 0 | 0 | 0
40 ≤ u < 70 | 0 | 0 | 0 | 0 | 0 | 0
5 ≤ u < 40 | 0 | 0 | 0 | 0 | 0 | 0
u < 5 | 0 | 0 | 0 | 0 | 0 | 0
Total | 0 | 0 | 0 | 0 | 0 | 0
IS0986(PT 986 ANSAMBLU LOCUINTE TANASA VERONICA)¦ meter SN:1702334125532573
Tensiune reziduală u% | Durata t ms |  |  |  |  | Total
| 10 < t ≤ 200 | 200 < t ≤ 500 | 500 < t ≤ 1000 | 1000 < t ≤ 5000 | 5000 < t ≤ 60000
80 ≤ u < 90 | 0 | 0 | 0 | 0 | 0 | 0
70 ≤ u < 80 | 0 | 0 | 0 | 0 | 0 | 0
40 ≤ u < 70 | 0 | 0 | 0 | 0 | 0 | 0
5 ≤ u < 40 | 0 | 0 | 0 | 0 | 0 | 0
u < 5 | 0 | 0 | 0 | 0 | 0 | 0
Total | 0 | 0 | 0 | 0 | 0 | 0
IS0994(PT 994 LOCUINTE COLECTIVE VENETO RESIDENCE)¦ meter SN:1702234122711274
Tensiune reziduală u% | Durata t ms |  |  |  |  | Total
| 10 < t ≤ 200 | 200 < t ≤ 500 | 500 < t ≤ 1000 | 1000 < t ≤ 5000 | 5000 < t ≤ 60000
80 ≤ u < 90 | 0 | 0 | 0 | 7 | 0 | 7
70 ≤ u < 80 | 0 | 0 | 0 | 0 | 0 | 0
40 ≤ u < 70 | 0 | 0 | 0 | 0 | 0 | 0
5 ≤ u < 40 | 0 | 0 | 0 | 0 | 0 | 0
u < 5 | 0 | 0 | 0 | 0 | 0 | 0
Total | 0 | 0 | 0 | 7 | 0 | 7
IS0994(PT 994 LOCUINTE COLECTIVE VENETO RESIDENCE)¦ meter SN:1702234122711278
Tensiune reziduală u% | Durata t ms |  |  |  |  | Total
| 10 < t ≤ 200 | 200 < t ≤ 500 | 500 < t ≤ 1000 | 1000 < t ≤ 5000 | 5000 < t ≤ 60000
80 ≤ u < 90 | 0 | 0 | 0 | 6 | 0 | 6
70 ≤ u < 80 | 0 | 0 | 0 | 0 | 0 | 0
40 ≤ u < 70 | 0 | 0 | 0 | 0 | 0 | 0
5 ≤ u < 40 | 0 | 0 | 0 | 0 | 0 | 0
u < 5 | 0 | 0 | 0 | 0 | 0 | 0
Total | 0 | 0 | 0 | 6 | 0 | 6
IS0999(PT 999 LOCUINTE COLECTIVE SOLEIA)¦ meter SN:1702234122645746
Tensiune reziduală u% | Durata t ms |  |  |  |  | Total
| 10 < t ≤ 200 | 200 < t ≤ 500 | 500 < t ≤ 1000 | 1000 < t ≤ 5000 | 5000 < t ≤ 60000
80 ≤ u < 90 | 0 | 0 | 0 | 1 | 0 | 1
70 ≤ u < 80 | 0 | 0 | 0 | 0 | 0 | 0
40 ≤ u < 70 | 0 | 0 | 0 | 0 | 0 | 0
5 ≤ u < 40 | 0 | 0 | 0 | 0 | 0 | 0
u < 5 | 0 | 0 | 0 | 0 | 0 | 0
Total | 0 | 0 | 0 | 1 | 0 | 1
IS1010(PT1010 LOCUINTE COLECTIVE ET CONSTRUCT LUX REZIDENCE)¦ meter SN:1702434125831862
Tensiune reziduală u% | Durata t ms |  |  |  |  | Total
| 10 < t ≤ 200 | 200 < t ≤ 500 | 500 < t ≤ 1000 | 1000 < t ≤ 5000 | 5000 < t ≤ 60000
80 ≤ u < 90 | 0 | 0 | 0 | 0 | 0 | 0
70 ≤ u < 80 | 0 | 0 | 0 | 0 | 0 | 0
40 ≤ u < 70 | 0 | 0 | 0 | 0 | 0 | 0
5 ≤ u < 40 | 0 | 0 | 0 | 0 | 0 | 0
u < 5 | 0 | 0 | 0 | 0 | 0 | 0
Total | 0 | 0 | 0 | 0 | 0 | 0
IS1010(PT1010 LOCUINTE COLECTIVE ET CONSTRUCT LUX REZIDENCE)¦ meter SN:1702434125831866
Tensiune reziduală u% | Durata t ms |  |  |  |  | Total
| 10 < t ≤ 200 | 200 < t ≤ 500 | 500 < t ≤ 1000 | 1000 < t ≤ 5000 | 5000 < t ≤ 60000
80 ≤ u < 90 | 0 | 0 | 0 | 0 | 0 | 0
70 ≤ u < 80 | 0 | 0 | 0 | 0 | 0 | 0
40 ≤ u < 70 | 0 | 0 | 0 | 0 | 0 | 0
5 ≤ u < 40 | 0 | 0 | 0 | 0 | 0 | 0
u < 5 | 0 | 0 | 0 | 0 | 0 | 0
Total | 0 | 0 | 0 | 0 | 0 | 0
IS1021(PT 1021 (LOCUINTE COLECTIVE CARABUS ))¦ meter SN:1702334123717760
Tensiune reziduală u% | Durata t ms |  |  |  |  | Total
| 10 < t ≤ 200 | 200 < t ≤ 500 | 500 < t ≤ 1000 | 1000 < t ≤ 5000 | 5000 < t ≤ 60000
80 ≤ u < 90 | 0 | 0 | 0 | 2 | 0 | 2
70 ≤ u < 80 | 0 | 0 | 0 | 0 | 0 | 0
40 ≤ u < 70 | 0 | 0 | 0 | 0 | 0 | 0
5 ≤ u < 40 | 0 | 0 | 0 | 0 | 0 | 0
u < 5 | 0 | 0 | 0 | 0 | 0 | 0
Total | 0 | 0 | 0 | 2 | 0 | 2
IS1021(PT 1021 (LOCUINTE COLECTIVE CARABUS ))¦ meter SN:1702334123717763
Tensiune reziduală u% | Durata t ms |  |  |  |  | Total
| 10 < t ≤ 200 | 200 < t ≤ 500 | 500 < t ≤ 1000 | 1000 < t ≤ 5000 | 5000 < t ≤ 60000
80 ≤ u < 90 | 0 | 0 | 0 | 4 | 0 | 4
70 ≤ u < 80 | 0 | 0 | 0 | 0 | 0 | 0
40 ≤ u < 70 | 0 | 0 | 0 | 0 | 0 | 0
5 ≤ u < 40 | 0 | 0 | 0 | 0 | 0 | 0
u < 5 | 0 | 0 | 0 | 0 | 0 | 0
Total | 0 | 0 | 0 | 4 | 0 | 4
IS1024(PT 1024(LOCUINTE COLECTIVE SC OSCAR EIGO))¦ meter SN:1702434125895702
Tensiune reziduală u% | Durata t ms |  |  |  |  | Total
| 10 < t ≤ 200 | 200 < t ≤ 500 | 500 < t ≤ 1000 | 1000 < t ≤ 5000 | 5000 < t ≤ 60000
80 ≤ u < 90 | 0 | 0 | 0 | 0 | 0 | 0
70 ≤ u < 80 | 0 | 0 | 0 | 0 | 0 | 0
40 ≤ u < 70 | 0 | 0 | 0 | 0 | 0 | 0
5 ≤ u < 40 | 0 | 0 | 0 | 0 | 0 | 0
u < 5 | 0 | 0 | 0 | 0 | 0 | 0
Total | 0 | 0 | 0 | 0 | 0 | 0
IS1024(PT 1024(LOCUINTE COLECTIVE SC OSCAR EIGO))¦ meter SN:1702434125895703
Tensiune reziduală u% | Durata t ms |  |  |  |  | Total
| 10 < t ≤ 200 | 200 < t ≤ 500 | 500 < t ≤ 1000 | 1000 < t ≤ 5000 | 5000 < t ≤ 60000
80 ≤ u < 90 | 0 | 0 | 0 | 0 | 0 | 0
70 ≤ u < 80 | 0 | 0 | 0 | 0 | 0 | 0
40 ≤ u < 70 | 0 | 0 | 0 | 0 | 0 | 0
5 ≤ u < 40 | 0 | 0 | 0 | 0 | 0 | 0
u < 5 | 0 | 0 | 0 | 0 | 0 | 0
Total | 0 | 0 | 0 | 0 | 0 | 0
IS0417(PT 417 IASI)¦ meter SN:1702334123717770
Tensiune reziduală u% | Durata t ms |  |  |  |  | Total
| 10 < t ≤ 200 | 200 < t ≤ 500 | 500 < t ≤ 1000 | 1000 < t ≤ 5000 | 5000 < t ≤ 60000
80 ≤ u < 90 | 0 | 0 | 0 | 5 | 0 | 5
70 ≤ u < 80 | 0 | 0 | 0 | 0 | 0 | 0
40 ≤ u < 70 | 0 | 0 | 0 | 0 | 0 | 0
5 ≤ u < 40 | 0 | 0 | 0 | 0 | 0 | 0
u < 5 | 0 | 0 | 0 | 0 | 0 | 0
Total | 0 | 0 | 0 | 5 | 0 | 5
IS0419(PT 419 IASI)¦ meter SN:1702234122711372
Tensiune reziduală u% | Durata t ms |  |  |  |  | Total
| 10 < t ≤ 200 | 200 < t ≤ 500 | 500 < t ≤ 1000 | 1000 < t ≤ 5000 | 5000 < t ≤ 60000
80 ≤ u < 90 | 0 | 0 | 0 | 12 | 0 | 12
70 ≤ u < 80 | 0 | 0 | 0 | 0 | 0 | 0
40 ≤ u < 70 | 0 | 0 | 0 | 0 | 0 | 0
5 ≤ u < 40 | 0 | 0 | 0 | 0 | 0 | 0
u < 5 | 0 | 0 | 0 | 0 | 0 | 0
Total | 0 | 0 | 0 | 12 | 0 | 12
IS0425(PT 425 IASI)¦ meter SN:1702334123717748
Tensiune reziduală u% | Durata t ms |  |  |  |  | Total
| 10 < t ≤ 200 | 200 < t ≤ 500 | 500 < t ≤ 1000 | 1000 < t ≤ 5000 | 5000 < t ≤ 60000
80 ≤ u < 90 | 0 | 0 | 0 | 6 | 0 | 6
70 ≤ u < 80 | 0 | 0 | 0 | 0 | 0 | 0
40 ≤ u < 70 | 0 | 0 | 0 | 0 | 0 | 0
5 ≤ u < 40 | 0 | 0 | 0 | 0 | 0 | 0
u < 5 | 0 | 0 | 0 | 0 | 0 | 0
Total | 0 | 0 | 0 | 6 | 0 | 6
IS0444(PT 444 IASI)¦ meter SN:1702234122645694
Tensiune reziduală u% | Durata t ms |  |  |  |  | Total
| 10 < t ≤ 200 | 200 < t ≤ 500 | 500 < t ≤ 1000 | 1000 < t ≤ 5000 | 5000 < t ≤ 60000
80 ≤ u < 90 | 0 | 0 | 0 | 6 | 0 | 6
70 ≤ u < 80 | 0 | 0 | 0 | 0 | 0 | 0
40 ≤ u < 70 | 0 | 0 | 0 | 0 | 0 | 0
5 ≤ u < 40 | 0 | 0 | 0 | 0 | 0 | 0
u < 5 | 0 | 0 | 0 | 0 | 0 | 0
Total | 0 | 0 | 0 | 6 | 0 | 6
IS0552(PT 552 IASI)¦ meter SN:1702234123505913
Tensiune reziduală u% | Durata t ms |  |  |  |  | Total
| 10 < t ≤ 200 | 200 < t ≤ 500 | 500 < t ≤ 1000 | 1000 < t ≤ 5000 | 5000 < t ≤ 60000
80 ≤ u < 90 | 0 | 0 | 0 | 1 | 0 | 1
70 ≤ u < 80 | 0 | 0 | 0 | 0 | 0 | 0
40 ≤ u < 70 | 0 | 0 | 0 | 0 | 0 | 0
5 ≤ u < 40 | 0 | 0 | 0 | 0 | 0 | 0
u < 5 | 0 | 0 | 0 | 0 | 0 | 0
Total | 0 | 0 | 0 | 1 | 0 | 1
IS0844(PTAB 844 IASI)¦ meter SN:1702234122645868
Tensiune reziduală u% | Durata t ms |  |  |  |  | Total
| 10 < t ≤ 200 | 200 < t ≤ 500 | 500 < t ≤ 1000 | 1000 < t ≤ 5000 | 5000 < t ≤ 60000
80 ≤ u < 90 | 0 | 0 | 0 | 0 | 0 | 0
70 ≤ u < 80 | 0 | 0 | 0 | 0 | 0 | 0
40 ≤ u < 70 | 0 | 0 | 0 | 0 | 0 | 0
5 ≤ u < 40 | 0 | 0 | 0 | 0 | 0 | 0
u < 5 | 0 | 0 | 0 | 0 | 0 | 0
Total | 0 | 0 | 0 | 0 | 0 | 0
IS0972(PT 972 IASI (LASTOR INVEST CORP SRL))¦ meter SN:1702334123717790
Tensiune reziduală u% | Durata t ms |  |  |  |  | Total
| 10 < t ≤ 200 | 200 < t ≤ 500 | 500 < t ≤ 1000 | 1000 < t ≤ 5000 | 5000 < t ≤ 60000
80 ≤ u < 90 | 0 | 0 | 0 | 1 | 0 | 1
70 ≤ u < 80 | 0 | 0 | 0 | 0 | 0 | 0
40 ≤ u < 70 | 0 | 0 | 0 | 0 | 0 | 0
5 ≤ u < 40 | 0 | 0 | 0 | 0 | 0 | 0
u < 5 | 0 | 0 | 0 | 0 | 0 | 0
Total | 0 | 0 | 0 | 1 | 0 | 1
IS0984(PT 984 SC CHIRO LIMITED SRL)¦ meter SN:1702334123717791
Tensiune reziduală u% | Durata t ms |  |  |  |  | Total
| 10 < t ≤ 200 | 200 < t ≤ 500 | 500 < t ≤ 1000 | 1000 < t ≤ 5000 | 5000 < t ≤ 60000
80 ≤ u < 90 | 0 | 0 | 0 | 1 | 0 | 1
70 ≤ u < 80 | 0 | 0 | 0 | 0 | 0 | 0
40 ≤ u < 70 | 0 | 0 | 0 | 0 | 0 | 0
5 ≤ u < 40 | 0 | 0 | 0 | 0 | 0 | 0
u < 5 | 0 | 0 | 0 | 0 | 0 | 0
Total | 0 | 0 | 0 | 1 | 0 | 1
IS0984(PT 984 SC CHIRO LIMITED SRL)¦ meter SN:1702334123717793
Tensiune reziduală u% | Durata t ms |  |  |  |  | Total
| 10 < t ≤ 200 | 200 < t ≤ 500 | 500 < t ≤ 1000 | 1000 < t ≤ 5000 | 5000 < t ≤ 60000
80 ≤ u < 90 | 0 | 0 | 0 | 0 | 0 | 0
70 ≤ u < 80 | 0 | 0 | 0 | 0 | 0 | 0
40 ≤ u < 70 | 0 | 0 | 0 | 0 | 0 | 0
5 ≤ u < 40 | 0 | 0 | 0 | 0 | 0 | 0
u < 5 | 0 | 0 | 0 | 0 | 0 | 0
Total | 0 | 0 | 0 | 0 | 0 | 0
IS0993(PT 993 SC M.CHIM SRL)¦ meter SN:1702334123717796
Tensiune reziduală u% | Durata t ms |  |  |  |  | Total
| 10 < t ≤ 200 | 200 < t ≤ 500 | 500 < t ≤ 1000 | 1000 < t ≤ 5000 | 5000 < t ≤ 60000
80 ≤ u < 90 | 0 | 0 | 0 | 0 | 0 | 0
70 ≤ u < 80 | 0 | 0 | 0 | 0 | 0 | 0
40 ≤ u < 70 | 0 | 0 | 0 | 0 | 0 | 0
5 ≤ u < 40 | 0 | 0 | 0 | 0 | 0 | 0
u < 5 | 0 | 0 | 0 | 0 | 0 | 0
Total | 0 | 0 | 0 | 0 | 0 | 0
IS0993(PT 993 SC M.CHIM SRL)¦ meter SN:1702334123717797
Tensiune reziduală u% | Durata t ms |  |  |  |  | Total
| 10 < t ≤ 200 | 200 < t ≤ 500 | 500 < t ≤ 1000 | 1000 < t ≤ 5000 | 5000 < t ≤ 60000
80 ≤ u < 90 | 0 | 0 | 0 | 0 | 0 | 0
70 ≤ u < 80 | 0 | 0 | 0 | 0 | 0 | 0
40 ≤ u < 70 | 0 | 0 | 0 | 0 | 0 | 0
5 ≤ u < 40 | 0 | 0 | 0 | 0 | 0 | 0
u < 5 | 0 | 0 | 0 | 0 | 0 | 0
Total | 0 | 0 | 0 | 0 | 0 | 0
IS1026(PT 1026 IASI (REZIDENTIAL CONDURACHE ANCA))¦ meter SN:1702434125895705
Tensiune reziduală u% | Durata t ms |  |  |  |  | Total
| 10 < t ≤ 200 | 200 < t ≤ 500 | 500 < t ≤ 1000 | 1000 < t ≤ 5000 | 5000 < t ≤ 60000
80 ≤ u < 90 | 0 | 0 | 0 | 0 | 0 | 0
70 ≤ u < 80 | 0 | 0 | 0 | 0 | 0 | 0
40 ≤ u < 70 | 0 | 0 | 0 | 0 | 0 | 0
5 ≤ u < 40 | 0 | 0 | 0 | 0 | 0 | 0
u < 5 | 0 | 0 | 0 | 0 | 0 | 0
Total | 0 | 0 | 0 | 0 | 0 | 0
IS1026(PT 1026 IASI (REZIDENTIAL CONDURACHE ANCA))¦ meter SN:1702434125895707
Tensiune reziduală u% | Durata t ms |  |  |  |  | Total
| 10 < t ≤ 200 | 200 < t ≤ 500 | 500 < t ≤ 1000 | 1000 < t ≤ 5000 | 5000 < t ≤ 60000
80 ≤ u < 90 | 0 | 0 | 0 | 0 | 0 | 0
70 ≤ u < 80 | 0 | 0 | 0 | 0 | 0 | 0
40 ≤ u < 70 | 0 | 0 | 0 | 0 | 0 | 0
5 ≤ u < 40 | 0 | 0 | 0 | 0 | 0 | 0
u < 5 | 0 | 0 | 0 | 0 | 0 | 0
Total | 0 | 0 | 0 | 0 | 0 | 0
IS0036(PT 36 IASI)¦ meter SN:1702234123505912
Tensiune reziduală u% | Durata t ms |  |  |  |  | Total
| 10 < t ≤ 200 | 200 < t ≤ 500 | 500 < t ≤ 1000 | 1000 < t ≤ 5000 | 5000 < t ≤ 60000
80 ≤ u < 90 | 0 | 0 | 0 | 14 | 0 | 14
70 ≤ u < 80 | 0 | 0 | 0 | 0 | 0 | 0
40 ≤ u < 70 | 0 | 0 | 0 | 0 | 0 | 0
5 ≤ u < 40 | 0 | 0 | 0 | 0 | 0 | 0
u < 5 | 0 | 0 | 0 | 0 | 0 | 0
Total | 0 | 0 | 0 | 14 | 0 | 14
IS0036(PT 36 IASI)¦ meter SN:1702234123505919
Tensiune reziduală u% | Durata t ms |  |  |  |  | Total
| 10 < t ≤ 200 | 200 < t ≤ 500 | 500 < t ≤ 1000 | 1000 < t ≤ 5000 | 5000 < t ≤ 60000
80 ≤ u < 90 | 0 | 0 | 0 | 11 | 0 | 11
70 ≤ u < 80 | 0 | 0 | 0 | 0 | 0 | 0
40 ≤ u < 70 | 0 | 0 | 0 | 0 | 0 | 0
5 ≤ u < 40 | 0 | 0 | 0 | 0 | 0 | 0
u < 5 | 0 | 0 | 0 | 0 | 0 | 0
Total | 0 | 0 | 0 | 11 | 0 | 11
IS0065(PT 65 IASI)¦ meter SN:1702234123505920
Tensiune reziduală u% | Durata t ms |  |  |  |  | Total
| 10 < t ≤ 200 | 200 < t ≤ 500 | 500 < t ≤ 1000 | 1000 < t ≤ 5000 | 5000 < t ≤ 60000
80 ≤ u < 90 | 0 | 0 | 0 | 5 | 0 | 5
70 ≤ u < 80 | 0 | 0 | 0 | 0 | 0 | 0
40 ≤ u < 70 | 0 | 0 | 0 | 0 | 0 | 0
5 ≤ u < 40 | 0 | 0 | 0 | 0 | 0 | 0
u < 5 | 0 | 0 | 0 | 0 | 0 | 0
Total | 0 | 0 | 0 | 5 | 0 | 5
IS0087(PTA 87 IASI)¦ meter SN:1702234123505925
Tensiune reziduală u% | Durata t ms |  |  |  |  | Total
| 10 < t ≤ 200 | 200 < t ≤ 500 | 500 < t ≤ 1000 | 1000 < t ≤ 5000 | 5000 < t ≤ 60000
80 ≤ u < 90 | 0 | 0 | 0 | 4 | 0 | 4
70 ≤ u < 80 | 0 | 0 | 0 | 0 | 0 | 0
40 ≤ u < 70 | 0 | 0 | 0 | 0 | 0 | 0
5 ≤ u < 40 | 0 | 0 | 0 | 0 | 0 | 0
u < 5 | 0 | 0 | 0 | 0 | 0 | 0
Total | 0 | 0 | 0 | 4 | 0 | 4
IS0145(PT 145 IASI)¦ meter SN:1702334123717772
Tensiune reziduală u% | Durata t ms |  |  |  |  | Total
| 10 < t ≤ 200 | 200 < t ≤ 500 | 500 < t ≤ 1000 | 1000 < t ≤ 5000 | 5000 < t ≤ 60000
80 ≤ u < 90 | 0 | 0 | 0 | 2 | 0 | 2
70 ≤ u < 80 | 0 | 0 | 0 | 0 | 0 | 0
40 ≤ u < 70 | 0 | 0 | 0 | 0 | 0 | 0
5 ≤ u < 40 | 0 | 0 | 0 | 0 | 0 | 0
u < 5 | 0 | 0 | 0 | 0 | 0 | 0
Total | 0 | 0 | 0 | 2 | 0 | 2
IS0160(PT 160 IASI)¦ meter SN:1702234123505915
Tensiune reziduală u% | Durata t ms |  |  |  |  | Total
| 10 < t ≤ 200 | 200 < t ≤ 500 | 500 < t ≤ 1000 | 1000 < t ≤ 5000 | 5000 < t ≤ 60000
80 ≤ u < 90 | 0 | 0 | 0 | 8 | 0 | 8
70 ≤ u < 80 | 0 | 0 | 0 | 0 | 0 | 0
40 ≤ u < 70 | 0 | 0 | 0 | 0 | 0 | 0
5 ≤ u < 40 | 0 | 0 | 0 | 0 | 0 | 0
u < 5 | 0 | 0 | 0 | 0 | 0 | 0
Total | 0 | 0 | 0 | 8 | 0 | 8
IS0235(PT 235 IASI)¦ meter SN:1702434125895678
Tensiune reziduală u% | Durata t ms |  |  |  |  | Total
| 10 < t ≤ 200 | 200 < t ≤ 500 | 500 < t ≤ 1000 | 1000 < t ≤ 5000 | 5000 < t ≤ 60000
80 ≤ u < 90 | 0 | 0 | 0 | 2 | 0 | 2
70 ≤ u < 80 | 0 | 0 | 0 | 0 | 0 | 0
40 ≤ u < 70 | 0 | 0 | 0 | 0 | 0 | 0
5 ≤ u < 40 | 0 | 0 | 0 | 0 | 0 | 0
u < 5 | 0 | 0 | 0 | 0 | 0 | 0
Total | 0 | 0 | 0 | 2 | 0 | 2

## IS20(IASI EXTERIOR)
BRZR01(PT 1 BREAZU)¦ meter SN:1702234122645827
Tensiune reziduală u% | Durata t ms |  |  |  |  | Total
| 10 < t ≤ 200 | 200 < t ≤ 500 | 500 < t ≤ 1000 | 1000 < t ≤ 5000 | 5000 < t ≤ 60000
80 ≤ u < 90 | 0 | 0 | 0 | 0 | 0 | 0
70 ≤ u < 80 | 0 | 0 | 0 | 0 | 0 | 0
40 ≤ u < 70 | 0 | 0 | 0 | 0 | 0 | 0
5 ≤ u < 40 | 0 | 0 | 0 | 0 | 0 | 0
u < 5 | 0 | 0 | 0 | 0 | 0 | 0
Total | 0 | 0 | 0 | 0 | 0 | 0
BRZR02(PT 2 BREAZU)¦ meter SN:1702234122645798
Tensiune reziduală u% | Durata t ms |  |  |  |  | Total
| 10 < t ≤ 200 | 200 < t ≤ 500 | 500 < t ≤ 1000 | 1000 < t ≤ 5000 | 5000 < t ≤ 60000
80 ≤ u < 90 | 0 | 0 | 0 | 6 | 0 | 6
70 ≤ u < 80 | 0 | 0 | 0 | 0 | 0 | 0
40 ≤ u < 70 | 0 | 0 | 0 | 0 | 0 | 0
5 ≤ u < 40 | 0 | 0 | 0 | 0 | 0 | 0
u < 5 | 0 | 0 | 0 | 0 | 0 | 0
Total | 0 | 0 | 0 | 6 | 0 | 6
BRZR04(PT 4 BREAZU)¦ meter SN:1702334125532517
Tensiune reziduală u% | Durata t ms |  |  |  |  | Total
| 10 < t ≤ 200 | 200 < t ≤ 500 | 500 < t ≤ 1000 | 1000 < t ≤ 5000 | 5000 < t ≤ 60000
80 ≤ u < 90 | 0 | 0 | 0 | 0 | 0 | 0
70 ≤ u < 80 | 0 | 0 | 0 | 0 | 0 | 0
40 ≤ u < 70 | 0 | 0 | 0 | 0 | 0 | 0
5 ≤ u < 40 | 0 | 0 | 0 | 0 | 0 | 0
u < 5 | 0 | 0 | 0 | 0 | 0 | 0
Total | 0 | 0 | 0 | 0 | 0 | 0
BRZR05(PTAV 5 BREAZU)¦ meter SN:1702234122645797
Tensiune reziduală u% | Durata t ms |  |  |  |  | Total
| 10 < t ≤ 200 | 200 < t ≤ 500 | 500 < t ≤ 1000 | 1000 < t ≤ 5000 | 5000 < t ≤ 60000
80 ≤ u < 90 | 0 | 0 | 0 | 2 | 0 | 2
70 ≤ u < 80 | 0 | 0 | 0 | 0 | 0 | 0
40 ≤ u < 70 | 0 | 0 | 0 | 0 | 0 | 0
5 ≤ u < 40 | 0 | 0 | 0 | 0 | 0 | 0
u < 5 | 0 | 0 | 0 | 0 | 0 | 0
Total | 0 | 0 | 0 | 2 | 0 | 2
BRZR06(PTAV 6 BREAZU (SC EUROFARMA CARE SRL))¦ meter SN:1702234122645799
Tensiune reziduală u% | Durata t ms |  |  |  |  | Total
| 10 < t ≤ 200 | 200 < t ≤ 500 | 500 < t ≤ 1000 | 1000 < t ≤ 5000 | 5000 < t ≤ 60000
80 ≤ u < 90 | 0 | 0 | 0 | 6 | 0 | 6
70 ≤ u < 80 | 0 | 0 | 0 | 0 | 0 | 0
40 ≤ u < 70 | 0 | 0 | 0 | 0 | 0 | 0
5 ≤ u < 40 | 0 | 0 | 0 | 0 | 0 | 0
u < 5 | 0 | 0 | 0 | 0 | 0 | 0
Total | 0 | 0 | 0 | 6 | 0 | 6
BRZR07(PTAV 7 BREAZU (GHEORGHIU))¦ meter SN:1702234122645796
Tensiune reziduală u% | Durata t ms |  |  |  |  | Total
| 10 < t ≤ 200 | 200 < t ≤ 500 | 500 < t ≤ 1000 | 1000 < t ≤ 5000 | 5000 < t ≤ 60000
80 ≤ u < 90 | 0 | 0 | 0 | 0 | 0 | 0
70 ≤ u < 80 | 0 | 0 | 0 | 0 | 0 | 0
40 ≤ u < 70 | 0 | 0 | 0 | 0 | 0 | 0
5 ≤ u < 40 | 0 | 0 | 0 | 0 | 0 | 0
u < 5 | 0 | 0 | 0 | 0 | 0 | 0
Total | 0 | 0 | 0 | 0 | 0 | 0
REDI01(PT 1 REDIU RADIO MOLDOVA)¦ meter SN:1702234122711433
Tensiune reziduală u% | Durata t ms |  |  |  |  | Total
| 10 < t ≤ 200 | 200 < t ≤ 500 | 500 < t ≤ 1000 | 1000 < t ≤ 5000 | 5000 < t ≤ 60000
80 ≤ u < 90 | 0 | 0 | 0 | 4 | 0 | 4
70 ≤ u < 80 | 0 | 0 | 0 | 0 | 0 | 0
40 ≤ u < 70 | 0 | 0 | 0 | 0 | 0 | 0
5 ≤ u < 40 | 0 | 0 | 0 | 0 | 0 | 0
u < 5 | 0 | 0 | 0 | 0 | 0 | 0
Total | 0 | 0 | 0 | 4 | 0 | 4
REDI02(PT 2 REDIU RADIO MOLDOVA)¦ meter SN:1702234122711434
Tensiune reziduală u% | Durata t ms |  |  |  |  | Total
| 10 < t ≤ 200 | 200 < t ≤ 500 | 500 < t ≤ 1000 | 1000 < t ≤ 5000 | 5000 < t ≤ 60000
80 ≤ u < 90 | 0 | 0 | 0 | 0 | 0 | 0
70 ≤ u < 80 | 0 | 0 | 0 | 0 | 0 | 0
40 ≤ u < 70 | 0 | 0 | 0 | 0 | 0 | 0
5 ≤ u < 40 | 0 | 0 | 0 | 0 | 0 | 0
u < 5 | 0 | 0 | 0 | 0 | 0 | 0
Total | 0 | 0 | 0 | 0 | 0 | 0
REDI03(PT 3 REDIU RADIO MOLDOVA)¦ meter SN:1702234122645882
Tensiune reziduală u% | Durata t ms |  |  |  |  | Total
| 10 < t ≤ 200 | 200 < t ≤ 500 | 500 < t ≤ 1000 | 1000 < t ≤ 5000 | 5000 < t ≤ 60000
80 ≤ u < 90 | 0 | 0 | 0 | 4 | 0 | 4
70 ≤ u < 80 | 0 | 0 | 0 | 0 | 0 | 0
40 ≤ u < 70 | 0 | 0 | 0 | 0 | 0 | 0
5 ≤ u < 40 | 0 | 0 | 0 | 0 | 0 | 0
u < 5 | 0 | 0 | 0 | 0 | 0 | 0
Total | 0 | 0 | 0 | 4 | 0 | 4
REDI04(PT 4 BARAJ REDIU RADIO MOLDOVA)¦ meter SN:1702334125532513
Tensiune reziduală u% | Durata t ms |  |  |  |  | Total
| 10 < t ≤ 200 | 200 < t ≤ 500 | 500 < t ≤ 1000 | 1000 < t ≤ 5000 | 5000 < t ≤ 60000
80 ≤ u < 90 | 0 | 0 | 0 | 0 | 0 | 0
70 ≤ u < 80 | 0 | 0 | 0 | 0 | 0 | 0
40 ≤ u < 70 | 0 | 0 | 0 | 0 | 0 | 0
5 ≤ u < 40 | 0 | 0 | 0 | 0 | 0 | 0
u < 5 | 0 | 0 | 0 | 0 | 0 | 0
Total | 0 | 0 | 0 | 0 | 0 | 0
REDI05(PT 5 SPA REDIU POPRICANI)¦ meter SN:1702334123978834
Tensiune reziduală u% | Durata t ms |  |  |  |  | Total
| 10 < t ≤ 200 | 200 < t ≤ 500 | 500 < t ≤ 1000 | 1000 < t ≤ 5000 | 5000 < t ≤ 60000
80 ≤ u < 90 | 0 | 0 | 0 | 0 | 0 | 0
70 ≤ u < 80 | 0 | 0 | 0 | 0 | 0 | 0
40 ≤ u < 70 | 0 | 0 | 0 | 0 | 0 | 0
5 ≤ u < 40 | 0 | 0 | 0 | 0 | 0 | 0
u < 5 | 0 | 0 | 0 | 0 | 0 | 0
Total | 0 | 0 | 0 | 0 | 0 | 0
REDI06(PTZ 6 FERMA EXP. REDIU RADIO MOLDOVA)¦ meter SN:1702434126588470
Tensiune reziduală u% | Durata t ms |  |  |  |  | Total
| 10 < t ≤ 200 | 200 < t ≤ 500 | 500 < t ≤ 1000 | 1000 < t ≤ 5000 | 5000 < t ≤ 60000
80 ≤ u < 90 | 0 | 0 | 0 | 0 | 0 | 0
70 ≤ u < 80 | 0 | 0 | 0 | 0 | 0 | 0
40 ≤ u < 70 | 0 | 0 | 0 | 0 | 0 | 0
5 ≤ u < 40 | 0 | 0 | 0 | 0 | 0 | 0
u < 5 | 0 | 0 | 0 | 0 | 0 | 0
Total | 0 | 0 | 0 | 0 | 0 | 0
REDI07(PT 7 REDIU FERMA DIDACTICA)¦ meter SN:1702434126595894
Tensiune reziduală u% | Durata t ms |  |  |  |  | Total
| 10 < t ≤ 200 | 200 < t ≤ 500 | 500 < t ≤ 1000 | 1000 < t ≤ 5000 | 5000 < t ≤ 60000
80 ≤ u < 90 | 0 | 0 | 0 | 2 | 0 | 2
70 ≤ u < 80 | 0 | 0 | 0 | 0 | 0 | 0
40 ≤ u < 70 | 0 | 0 | 0 | 0 | 0 | 0
5 ≤ u < 40 | 0 | 0 | 0 | 0 | 0 | 0
u < 5 | 0 | 0 | 0 | 0 | 0 | 0
Total | 0 | 0 | 0 | 2 | 0 | 2
REDI09(PT 9 REDIU RADIO MOLDOVA)¦ meter SN:1702334125532565
Tensiune reziduală u% | Durata t ms |  |  |  |  | Total
| 10 < t ≤ 200 | 200 < t ≤ 500 | 500 < t ≤ 1000 | 1000 < t ≤ 5000 | 5000 < t ≤ 60000
80 ≤ u < 90 | 0 | 0 | 0 | 0 | 0 | 0
70 ≤ u < 80 | 0 | 0 | 0 | 0 | 0 | 0
40 ≤ u < 70 | 0 | 0 | 0 | 0 | 0 | 0
5 ≤ u < 40 | 0 | 0 | 0 | 0 | 0 | 0
u < 5 | 0 | 0 | 0 | 0 | 0 | 0
Total | 0 | 0 | 0 | 0 | 0 | 0
REDI10(PT 10 REDIU RADIO MOLDOVA)¦ meter SN:1702334125532542
Tensiune reziduală u% | Durata t ms |  |  |  |  | Total
| 10 < t ≤ 200 | 200 < t ≤ 500 | 500 < t ≤ 1000 | 1000 < t ≤ 5000 | 5000 < t ≤ 60000
80 ≤ u < 90 | 0 | 0 | 0 | 1 | 0 | 1
70 ≤ u < 80 | 0 | 0 | 0 | 0 | 0 | 0
40 ≤ u < 70 | 0 | 0 | 0 | 0 | 0 | 0
5 ≤ u < 40 | 0 | 0 | 0 | 0 | 0 | 0
u < 5 | 0 | 0 | 0 | 0 | 0 | 0
Total | 0 | 0 | 0 | 1 | 0 | 1
REDI11(PT 11 REDIU RADIO MOLDOVA)¦ meter SN:1702234122645885
Tensiune reziduală u% | Durata t ms |  |  |  |  | Total
| 10 < t ≤ 200 | 200 < t ≤ 500 | 500 < t ≤ 1000 | 1000 < t ≤ 5000 | 5000 < t ≤ 60000
80 ≤ u < 90 | 0 | 0 | 0 | 0 | 0 | 0
70 ≤ u < 80 | 0 | 0 | 0 | 0 | 0 | 0
40 ≤ u < 70 | 0 | 0 | 0 | 0 | 0 | 0
5 ≤ u < 40 | 0 | 0 | 0 | 0 | 0 | 0
u < 5 | 0 | 0 | 0 | 0 | 0 | 0
Total | 0 | 0 | 0 | 0 | 0 | 0
REDI17(PTAV 17 REDIU (SSAB CERAMIX SRL))¦ meter SN:1702234122645881
Tensiune reziduală u% | Durata t ms |  |  |  |  | Total
| 10 < t ≤ 200 | 200 < t ≤ 500 | 500 < t ≤ 1000 | 1000 < t ≤ 5000 | 5000 < t ≤ 60000
80 ≤ u < 90 | 0 | 0 | 0 | 0 | 0 | 0
70 ≤ u < 80 | 0 | 0 | 0 | 0 | 0 | 0
40 ≤ u < 70 | 0 | 0 | 0 | 0 | 0 | 0
5 ≤ u < 40 | 0 | 0 | 0 | 0 | 0 | 0
u < 5 | 0 | 0 | 0 | 0 | 0 | 0
Total | 0 | 0 | 0 | 0 | 0 | 0
REDI18(PTAV 18 REDIU (EURO VIOVAS CONSTRUCT SRL))¦ meter SN:1702234122711294
Tensiune reziduală u% | Durata t ms |  |  |  |  | Total
| 10 < t ≤ 200 | 200 < t ≤ 500 | 500 < t ≤ 1000 | 1000 < t ≤ 5000 | 5000 < t ≤ 60000
80 ≤ u < 90 | 0 | 0 | 0 | 0 | 0 | 0
70 ≤ u < 80 | 0 | 0 | 0 | 0 | 0 | 0
40 ≤ u < 70 | 0 | 0 | 0 | 0 | 0 | 0
5 ≤ u < 40 | 0 | 0 | 0 | 0 | 0 | 0
u < 5 | 0 | 0 | 0 | 0 | 0 | 0
Total | 0 | 0 | 0 | 0 | 0 | 0
REDI20(PT 20 REDIU (REI RESIDENCE SRL))¦ meter SN:1702234122645883
Tensiune reziduală u% | Durata t ms |  |  |  |  | Total
| 10 < t ≤ 200 | 200 < t ≤ 500 | 500 < t ≤ 1000 | 1000 < t ≤ 5000 | 5000 < t ≤ 60000
80 ≤ u < 90 | 0 | 0 | 0 | 0 | 0 | 0
70 ≤ u < 80 | 0 | 0 | 0 | 0 | 0 | 0
40 ≤ u < 70 | 0 | 0 | 0 | 0 | 0 | 0
5 ≤ u < 40 | 0 | 0 | 0 | 0 | 0 | 0
u < 5 | 0 | 0 | 0 | 0 | 0 | 0
Total | 0 | 0 | 0 | 0 | 0 | 0
VLUP12(PTAV 12 VALEA LUPULUI INT)¦ meter SN:1702234122711431
Tensiune reziduală u% | Durata t ms |  |  |  |  | Total
| 10 < t ≤ 200 | 200 < t ≤ 500 | 500 < t ≤ 1000 | 1000 < t ≤ 5000 | 5000 < t ≤ 60000
80 ≤ u < 90 | 0 | 0 | 0 | 0 | 0 | 0
70 ≤ u < 80 | 0 | 0 | 0 | 0 | 0 | 0
40 ≤ u < 70 | 0 | 0 | 0 | 0 | 0 | 0
5 ≤ u < 40 | 0 | 0 | 0 | 0 | 0 | 0
u < 5 | 0 | 0 | 0 | 0 | 0 | 0
Total | 0 | 0 | 0 | 0 | 0 | 0
VLUP15(PT 15 VALEA LUPULUI)¦ meter SN:1702434125895611
Tensiune reziduală u% | Durata t ms |  |  |  |  | Total
| 10 < t ≤ 200 | 200 < t ≤ 500 | 500 < t ≤ 1000 | 1000 < t ≤ 5000 | 5000 < t ≤ 60000
80 ≤ u < 90 | 0 | 0 | 0 | 0 | 0 | 0
70 ≤ u < 80 | 0 | 0 | 0 | 0 | 0 | 0
40 ≤ u < 70 | 0 | 0 | 0 | 0 | 0 | 0
5 ≤ u < 40 | 0 | 0 | 0 | 0 | 0 | 0
u < 5 | 0 | 0 | 0 | 0 | 0 | 0
Total | 0 | 0 | 0 | 0 | 0 | 0
VLUP25(PTAV 21 VALEA LUPULUI)¦ meter SN:1702234122711286
Tensiune reziduală u% | Durata t ms |  |  |  |  | Total
| 10 < t ≤ 200 | 200 < t ≤ 500 | 500 < t ≤ 1000 | 1000 < t ≤ 5000 | 5000 < t ≤ 60000
80 ≤ u < 90 | 0 | 0 | 0 | 1 | 0 | 1
70 ≤ u < 80 | 0 | 0 | 0 | 0 | 0 | 0
40 ≤ u < 70 | 0 | 0 | 0 | 0 | 0 | 0
5 ≤ u < 40 | 0 | 0 | 0 | 0 | 0 | 0
u < 5 | 0 | 0 | 0 | 0 | 0 | 0
Total | 0 | 0 | 0 | 1 | 0 | 1
VLUP25(PTAV 21 VALEA LUPULUI)¦ meter SN:1702234122711289
Tensiune reziduală u% | Durata t ms |  |  |  |  | Total
| 10 < t ≤ 200 | 200 < t ≤ 500 | 500 < t ≤ 1000 | 1000 < t ≤ 5000 | 5000 < t ≤ 60000
80 ≤ u < 90 | 0 | 0 | 0 | 0 | 0 | 0
70 ≤ u < 80 | 0 | 0 | 0 | 0 | 0 | 0
40 ≤ u < 70 | 0 | 0 | 0 | 0 | 0 | 0
5 ≤ u < 40 | 0 | 0 | 0 | 0 | 0 | 0
u < 5 | 0 | 0 | 0 | 0 | 0 | 0
Total | 0 | 0 | 0 | 0 | 0 | 0
PINS01(PT 1 POIENI)¦ meter SN:1702434126423131
Tensiune reziduală u% | Durata t ms |  |  |  |  | Total
| 10 < t ≤ 200 | 200 < t ≤ 500 | 500 < t ≤ 1000 | 1000 < t ≤ 5000 | 5000 < t ≤ 60000
80 ≤ u < 90 | 0 | 0 | 0 | 4 | 0 | 4
70 ≤ u < 80 | 0 | 0 | 0 | 0 | 0 | 0
40 ≤ u < 70 | 0 | 0 | 0 | 0 | 0 | 0
5 ≤ u < 40 | 0 | 0 | 0 | 0 | 0 | 0
u < 5 | 0 | 0 | 0 | 0 | 0 | 0
Total | 0 | 0 | 0 | 4 | 0 | 4
PINS02(PT 2 STINCA POIENI)¦ meter SN:1702434126595885
Tensiune reziduală u% | Durata t ms |  |  |  |  | Total
| 10 < t ≤ 200 | 200 < t ≤ 500 | 500 < t ≤ 1000 | 1000 < t ≤ 5000 | 5000 < t ≤ 60000
80 ≤ u < 90 | 0 | 0 | 0 | 3 | 0 | 3
70 ≤ u < 80 | 0 | 0 | 0 | 0 | 0 | 0
40 ≤ u < 70 | 0 | 0 | 0 | 0 | 0 | 0
5 ≤ u < 40 | 0 | 0 | 0 | 0 | 0 | 0
u < 5 | 0 | 0 | 0 | 0 | 0 | 0
Total | 0 | 0 | 0 | 3 | 0 | 3
PINS04(PT 4 POIENI)¦ meter SN:1702434126595892
Tensiune reziduală u% | Durata t ms |  |  |  |  | Total
| 10 < t ≤ 200 | 200 < t ≤ 500 | 500 < t ≤ 1000 | 1000 < t ≤ 5000 | 5000 < t ≤ 60000
80 ≤ u < 90 | 0 | 0 | 0 | 0 | 0 | 0
70 ≤ u < 80 | 0 | 0 | 0 | 0 | 0 | 0
40 ≤ u < 70 | 0 | 0 | 0 | 0 | 0 | 0
5 ≤ u < 40 | 0 | 0 | 0 | 0 | 0 | 0
u < 5 | 0 | 0 | 0 | 0 | 0 | 0
Total | 0 | 0 | 0 | 0 | 0 | 0
SCHI01(PT 1 SCHITU DUCA)¦ meter SN:1702434126595889
Tensiune reziduală u% | Durata t ms |  |  |  |  | Total
| 10 < t ≤ 200 | 200 < t ≤ 500 | 500 < t ≤ 1000 | 1000 < t ≤ 5000 | 5000 < t ≤ 60000
80 ≤ u < 90 | 0 | 0 | 0 | 1 | 0 | 1
70 ≤ u < 80 | 0 | 0 | 0 | 0 | 0 | 0
40 ≤ u < 70 | 0 | 0 | 0 | 0 | 0 | 0
5 ≤ u < 40 | 0 | 0 | 0 | 0 | 0 | 0
u < 5 | 0 | 0 | 0 | 0 | 0 | 0
Total | 0 | 0 | 0 | 1 | 0 | 1
SCHI02(PT 2 SCHITU DUCA)¦ meter SN:1702434127045212
Tensiune reziduală u% | Durata t ms |  |  |  |  | Total
| 10 < t ≤ 200 | 200 < t ≤ 500 | 500 < t ≤ 1000 | 1000 < t ≤ 5000 | 5000 < t ≤ 60000
80 ≤ u < 90 | 0 | 0 | 0 | 0 | 0 | 0
70 ≤ u < 80 | 0 | 0 | 0 | 0 | 0 | 0
40 ≤ u < 70 | 0 | 0 | 0 | 0 | 0 | 0
5 ≤ u < 40 | 0 | 0 | 0 | 0 | 0 | 0
u < 5 | 0 | 0 | 0 | 0 | 0 | 0
Total | 0 | 0 | 0 | 0 | 0 | 0
SCHI03(PTA 3 SCHITU DUCA)¦ meter SN:1702434127045210
Tensiune reziduală u% | Durata t ms |  |  |  |  | Total
| 10 < t ≤ 200 | 200 < t ≤ 500 | 500 < t ≤ 1000 | 1000 < t ≤ 5000 | 5000 < t ≤ 60000
80 ≤ u < 90 | 0 | 0 | 0 | 0 | 0 | 0
70 ≤ u < 80 | 0 | 0 | 0 | 0 | 0 | 0
40 ≤ u < 70 | 0 | 0 | 0 | 0 | 0 | 0
5 ≤ u < 40 | 0 | 0 | 0 | 0 | 0 | 0
u < 5 | 0 | 0 | 0 | 0 | 0 | 0
Total | 0 | 0 | 0 | 0 | 0 | 0
BRTL05(PT 5 BRATULENI SC ENVIRO CONSTRUCT SRL)¦ meter SN:1702334125532512
Tensiune reziduală u% | Durata t ms |  |  |  |  | Total
| 10 < t ≤ 200 | 200 < t ≤ 500 | 500 < t ≤ 1000 | 1000 < t ≤ 5000 | 5000 < t ≤ 60000
80 ≤ u < 90 | 0 | 0 | 0 | 0 | 0 | 0
70 ≤ u < 80 | 0 | 0 | 0 | 0 | 0 | 0
40 ≤ u < 70 | 0 | 0 | 0 | 0 | 0 | 0
5 ≤ u < 40 | 0 | 0 | 0 | 0 | 0 | 0
u < 5 | 0 | 0 | 0 | 0 | 0 | 0
Total | 0 | 0 | 0 | 0 | 0 | 0
VLUP33(PT 29 VALEA LUPULUI ( SC PRO DEVELOPMENT SRL))¦ meter SN:1702334125532540
Tensiune reziduală u% | Durata t ms |  |  |  |  | Total
| 10 < t ≤ 200 | 200 < t ≤ 500 | 500 < t ≤ 1000 | 1000 < t ≤ 5000 | 5000 < t ≤ 60000
80 ≤ u < 90 | 0 | 0 | 0 | 0 | 0 | 0
70 ≤ u < 80 | 0 | 0 | 0 | 0 | 0 | 0
40 ≤ u < 70 | 0 | 0 | 0 | 0 | 0 | 0
5 ≤ u < 40 | 0 | 0 | 0 | 0 | 0 | 0
u < 5 | 0 | 0 | 0 | 0 | 0 | 0
Total | 0 | 0 | 0 | 0 | 0 | 0
ALXS01(PT ALEXESTI)¦ meter SN:1702434126588493
Tensiune reziduală u% | Durata t ms |  |  |  |  | Total
| 10 < t ≤ 200 | 200 < t ≤ 500 | 500 < t ≤ 1000 | 1000 < t ≤ 5000 | 5000 < t ≤ 60000
80 ≤ u < 90 | 0 | 0 | 0 | 5 | 1 | 6
70 ≤ u < 80 | 0 | 0 | 0 | 0 | 0 | 0
40 ≤ u < 70 | 0 | 0 | 0 | 0 | 0 | 0
5 ≤ u < 40 | 0 | 0 | 0 | 0 | 0 | 0
u < 5 | 0 | 0 | 0 | 0 | 0 | 0
Total | 0 | 0 | 0 | 5 | 1 | 6
ARON01(PT 1 ARONEANU)¦ meter SN:1702434125895697
Tensiune reziduală u% | Durata t ms |  |  |  |  | Total
| 10 < t ≤ 200 | 200 < t ≤ 500 | 500 < t ≤ 1000 | 1000 < t ≤ 5000 | 5000 < t ≤ 60000
80 ≤ u < 90 | 0 | 0 | 0 | 2 | 0 | 2
70 ≤ u < 80 | 0 | 0 | 0 | 0 | 0 | 0
40 ≤ u < 70 | 0 | 0 | 0 | 0 | 0 | 0
5 ≤ u < 40 | 0 | 0 | 0 | 0 | 0 | 0
u < 5 | 0 | 0 | 0 | 0 | 0 | 0
Total | 0 | 0 | 0 | 2 | 0 | 2
ARON02(PT 2 ARONEANU)¦ meter SN:1702434126595901
Tensiune reziduală u% | Durata t ms |  |  |  |  | Total
| 10 < t ≤ 200 | 200 < t ≤ 500 | 500 < t ≤ 1000 | 1000 < t ≤ 5000 | 5000 < t ≤ 60000
80 ≤ u < 90 | 0 | 0 | 0 | 0 | 0 | 0
70 ≤ u < 80 | 0 | 0 | 0 | 0 | 0 | 0
40 ≤ u < 70 | 0 | 0 | 0 | 0 | 0 | 0
5 ≤ u < 40 | 0 | 0 | 0 | 0 | 0 | 0
u < 5 | 0 | 0 | 0 | 0 | 0 | 0
Total | 0 | 0 | 0 | 0 | 0 | 0
ARON03(PT 3 ARONEANU)¦ meter SN:1702234122711442
Tensiune reziduală u% | Durata t ms |  |  |  |  | Total
| 10 < t ≤ 200 | 200 < t ≤ 500 | 500 < t ≤ 1000 | 1000 < t ≤ 5000 | 5000 < t ≤ 60000
80 ≤ u < 90 | 0 | 0 | 0 | 2047 | 1821 | 3868
70 ≤ u < 80 | 0 | 0 | 0 | 0 | 0 | 0
40 ≤ u < 70 | 0 | 0 | 0 | 0 | 0 | 0
5 ≤ u < 40 | 0 | 0 | 0 | 0 | 0 | 0
u < 5 | 0 | 0 | 0 | 0 | 0 | 0
Total | 0 | 0 | 0 | 2047 | 1821 | 3868
ARON04(PT 4 ARONEANU FAR APROPIAT)¦ meter SN:1702234122711443
Tensiune reziduală u% | Durata t ms |  |  |  |  | Total
| 10 < t ≤ 200 | 200 < t ≤ 500 | 500 < t ≤ 1000 | 1000 < t ≤ 5000 | 5000 < t ≤ 60000
80 ≤ u < 90 | 0 | 0 | 0 | 1613 | 1550 | 3163
70 ≤ u < 80 | 0 | 0 | 0 | 0 | 0 | 0
40 ≤ u < 70 | 0 | 0 | 0 | 0 | 0 | 0
5 ≤ u < 40 | 0 | 0 | 0 | 0 | 0 | 0
u < 5 | 0 | 0 | 0 | 0 | 0 | 0
Total | 0 | 0 | 0 | 1613 | 1550 | 3163
ARON10(PT 10 ARONEANU INT)¦ meter SN:1702234122711279
Tensiune reziduală u% | Durata t ms |  |  |  |  | Total
| 10 < t ≤ 200 | 200 < t ≤ 500 | 500 < t ≤ 1000 | 1000 < t ≤ 5000 | 5000 < t ≤ 60000
80 ≤ u < 90 | 0 | 0 | 0 | 3 | 0 | 3
70 ≤ u < 80 | 0 | 0 | 0 | 0 | 0 | 0
40 ≤ u < 70 | 0 | 0 | 0 | 0 | 0 | 0
5 ≤ u < 40 | 0 | 0 | 0 | 0 | 0 | 0
u < 5 | 0 | 0 | 0 | 0 | 0 | 0
Total | 0 | 0 | 0 | 3 | 0 | 3
ARON11(PTA 11 ARONEANU(S.P.A.U.1))¦ meter SN:1702334125532571
Tensiune reziduală u% | Durata t ms |  |  |  |  | Total
| 10 < t ≤ 200 | 200 < t ≤ 500 | 500 < t ≤ 1000 | 1000 < t ≤ 5000 | 5000 < t ≤ 60000
80 ≤ u < 90 | 0 | 0 | 0 | 0 | 0 | 0
70 ≤ u < 80 | 0 | 0 | 0 | 0 | 0 | 0
40 ≤ u < 70 | 0 | 0 | 0 | 0 | 0 | 0
5 ≤ u < 40 | 0 | 0 | 0 | 0 | 0 | 0
u < 5 | 0 | 0 | 0 | 0 | 0 | 0
Total | 0 | 0 | 0 | 0 | 0 | 0
ARON12(PTAB 12 ARONEANU)¦ meter SN:1702234122711444
Tensiune reziduală u% | Durata t ms |  |  |  |  | Total
| 10 < t ≤ 200 | 200 < t ≤ 500 | 500 < t ≤ 1000 | 1000 < t ≤ 5000 | 5000 < t ≤ 60000
80 ≤ u < 90 | 0 | 0 | 0 | 1417 | 1222 | 2639
70 ≤ u < 80 | 0 | 0 | 0 | 0 | 0 | 0
40 ≤ u < 70 | 0 | 0 | 0 | 0 | 0 | 0
5 ≤ u < 40 | 0 | 0 | 0 | 0 | 0 | 0
u < 5 | 0 | 0 | 0 | 0 | 0 | 0
Total | 0 | 0 | 0 | 1417 | 1222 | 2639
BOGO01(PT 1 BOGONOS)¦ meter SN:1702234122711407
Tensiune reziduală u% | Durata t ms |  |  |  |  | Total
| 10 < t ≤ 200 | 200 < t ≤ 500 | 500 < t ≤ 1000 | 1000 < t ≤ 5000 | 5000 < t ≤ 60000
80 ≤ u < 90 | 0 | 0 | 0 | 3 | 0 | 3
70 ≤ u < 80 | 0 | 0 | 0 | 0 | 0 | 0
40 ≤ u < 70 | 0 | 0 | 0 | 0 | 0 | 0
5 ≤ u < 40 | 0 | 0 | 0 | 0 | 0 | 0
u < 5 | 0 | 0 | 0 | 0 | 0 | 0
Total | 0 | 0 | 0 | 3 | 0 | 3
BOGO02(PT 2 BOGONOS)¦ meter SN:1702234122711408
Tensiune reziduală u% | Durata t ms |  |  |  |  | Total
| 10 < t ≤ 200 | 200 < t ≤ 500 | 500 < t ≤ 1000 | 1000 < t ≤ 5000 | 5000 < t ≤ 60000
80 ≤ u < 90 | 0 | 0 | 0 | 9 | 0 | 9
70 ≤ u < 80 | 0 | 0 | 0 | 0 | 0 | 0
40 ≤ u < 70 | 0 | 0 | 0 | 0 | 0 | 0
5 ≤ u < 40 | 0 | 0 | 0 | 0 | 0 | 0
u < 5 | 0 | 0 | 0 | 0 | 0 | 0
Total | 0 | 0 | 0 | 9 | 0 | 9
BOGO03(PT 3 BOGONOS)¦ meter SN:1702234122711405
Tensiune reziduală u% | Durata t ms |  |  |  |  | Total
| 10 < t ≤ 200 | 200 < t ≤ 500 | 500 < t ≤ 1000 | 1000 < t ≤ 5000 | 5000 < t ≤ 60000
80 ≤ u < 90 | 0 | 0 | 0 | 0 | 0 | 0
70 ≤ u < 80 | 0 | 0 | 0 | 0 | 0 | 0
40 ≤ u < 70 | 0 | 0 | 0 | 0 | 0 | 0
5 ≤ u < 40 | 0 | 0 | 0 | 0 | 0 | 0
u < 5 | 0 | 0 | 0 | 0 | 0 | 0
Total | 0 | 0 | 0 | 0 | 0 | 0
BOGO04(PTA 4 BOGONOS)¦ meter SN:1702234122711394
Tensiune reziduală u% | Durata t ms |  |  |  |  | Total
| 10 < t ≤ 200 | 200 < t ≤ 500 | 500 < t ≤ 1000 | 1000 < t ≤ 5000 | 5000 < t ≤ 60000
80 ≤ u < 90 | 0 | 0 | 0 | 0 | 0 | 0
70 ≤ u < 80 | 0 | 0 | 0 | 0 | 0 | 0
40 ≤ u < 70 | 0 | 0 | 0 | 0 | 0 | 0
5 ≤ u < 40 | 0 | 0 | 0 | 0 | 0 | 0
u < 5 | 0 | 0 | 0 | 0 | 0 | 0
Total | 0 | 0 | 0 | 0 | 0 | 0
BRTL01(PT 1 BRATULENI)¦ meter SN:1702434125895688
Tensiune reziduală u% | Durata t ms |  |  |  |  | Total
| 10 < t ≤ 200 | 200 < t ≤ 500 | 500 < t ≤ 1000 | 1000 < t ≤ 5000 | 5000 < t ≤ 60000
80 ≤ u < 90 | 0 | 0 | 0 | 1 | 0 | 1
70 ≤ u < 80 | 0 | 0 | 0 | 0 | 0 | 0
40 ≤ u < 70 | 0 | 0 | 0 | 0 | 0 | 0
5 ≤ u < 40 | 0 | 0 | 0 | 0 | 0 | 0
u < 5 | 0 | 0 | 0 | 0 | 0 | 0
Total | 0 | 0 | 0 | 1 | 0 | 1
COMO01(PT 1 COTU MORII)¦ meter SN:1702234122645738
Tensiune reziduală u% | Durata t ms |  |  |  |  | Total
| 10 < t ≤ 200 | 200 < t ≤ 500 | 500 < t ≤ 1000 | 1000 < t ≤ 5000 | 5000 < t ≤ 60000
80 ≤ u < 90 | 0 | 0 | 0 | 2 | 7 | 9
70 ≤ u < 80 | 0 | 0 | 0 | 0 | 0 | 0
40 ≤ u < 70 | 0 | 0 | 0 | 0 | 0 | 0
5 ≤ u < 40 | 0 | 0 | 0 | 0 | 0 | 0
u < 5 | 0 | 0 | 0 | 0 | 0 | 0
Total | 0 | 0 | 0 | 2 | 7 | 9
COMO02(PT 2 COTU MORII F.LEGUME)¦ meter SN:1702234122645741
Tensiune reziduală u% | Durata t ms |  |  |  |  | Total
| 10 < t ≤ 200 | 200 < t ≤ 500 | 500 < t ≤ 1000 | 1000 < t ≤ 5000 | 5000 < t ≤ 60000
80 ≤ u < 90 | 0 | 0 | 0 | 6 | 7 | 13
70 ≤ u < 80 | 0 | 0 | 0 | 0 | 0 | 0
40 ≤ u < 70 | 0 | 0 | 0 | 0 | 0 | 0
5 ≤ u < 40 | 0 | 0 | 0 | 0 | 0 | 0
u < 5 | 0 | 0 | 0 | 0 | 0 | 0
Total | 0 | 0 | 0 | 6 | 7 | 13
COPO01(PT 1 IAS COPOU)¦ meter SN:1702234122645801
Tensiune reziduală u% | Durata t ms |  |  |  |  | Total
| 10 < t ≤ 200 | 200 < t ≤ 500 | 500 < t ≤ 1000 | 1000 < t ≤ 5000 | 5000 < t ≤ 60000
80 ≤ u < 90 | 0 | 0 | 0 | 43 | 43 | 86
70 ≤ u < 80 | 0 | 0 | 0 | 0 | 0 | 0
40 ≤ u < 70 | 0 | 0 | 0 | 0 | 0 | 0
5 ≤ u < 40 | 0 | 0 | 0 | 0 | 0 | 0
u < 5 | 0 | 0 | 0 | 0 | 0 | 0
Total | 0 | 0 | 0 | 43 | 43 | 86
COPO02(PT 2 F.ADAMACHE COPOU)¦ meter SN:1702334125532525
Tensiune reziduală u% | Durata t ms |  |  |  |  | Total
| 10 < t ≤ 200 | 200 < t ≤ 500 | 500 < t ≤ 1000 | 1000 < t ≤ 5000 | 5000 < t ≤ 60000
80 ≤ u < 90 | 0 | 0 | 0 | 0 | 0 | 0
70 ≤ u < 80 | 0 | 0 | 0 | 0 | 0 | 0
40 ≤ u < 70 | 0 | 0 | 0 | 0 | 0 | 0
5 ≤ u < 40 | 0 | 0 | 0 | 0 | 0 | 0
u < 5 | 0 | 0 | 0 | 0 | 0 | 0
Total | 0 | 0 | 0 | 0 | 0 | 0
CRLI01(PT 1 CIRLIG)¦ meter SN:1702234122711317
Tensiune reziduală u% | Durata t ms |  |  |  |  | Total
| 10 < t ≤ 200 | 200 < t ≤ 500 | 500 < t ≤ 1000 | 1000 < t ≤ 5000 | 5000 < t ≤ 60000
80 ≤ u < 90 | 0 | 0 | 0 | 3 | 3 | 6
70 ≤ u < 80 | 0 | 0 | 0 | 0 | 0 | 0
40 ≤ u < 70 | 0 | 0 | 0 | 0 | 0 | 0
5 ≤ u < 40 | 0 | 0 | 0 | 0 | 0 | 0
u < 5 | 0 | 0 | 0 | 0 | 0 | 0
Total | 0 | 0 | 0 | 3 | 3 | 6
CRLI02(PT 2 CIRLIG)¦ meter SN:1702234122711291
Tensiune reziduală u% | Durata t ms |  |  |  |  | Total
| 10 < t ≤ 200 | 200 < t ≤ 500 | 500 < t ≤ 1000 | 1000 < t ≤ 5000 | 5000 < t ≤ 60000
80 ≤ u < 90 | 0 | 0 | 0 | 3 | 0 | 3
70 ≤ u < 80 | 0 | 0 | 0 | 0 | 0 | 0
40 ≤ u < 70 | 0 | 0 | 0 | 0 | 0 | 0
5 ≤ u < 40 | 0 | 0 | 0 | 0 | 0 | 0
u < 5 | 0 | 0 | 0 | 0 | 0 | 0
Total | 0 | 0 | 0 | 3 | 0 | 3
CRLI03(PT 3 CIRLIG)¦ meter SN:1702234122645774
Tensiune reziduală u% | Durata t ms |  |  |  |  | Total
| 10 < t ≤ 200 | 200 < t ≤ 500 | 500 < t ≤ 1000 | 1000 < t ≤ 5000 | 5000 < t ≤ 60000
80 ≤ u < 90 | 0 | 0 | 0 | 3 | 0 | 3
70 ≤ u < 80 | 0 | 0 | 0 | 0 | 0 | 0
40 ≤ u < 70 | 0 | 0 | 0 | 0 | 0 | 0
5 ≤ u < 40 | 0 | 0 | 0 | 0 | 0 | 0
u < 5 | 0 | 0 | 0 | 0 | 0 | 0
Total | 0 | 0 | 0 | 3 | 0 | 3
CRLI04(PT 4 CIRLIG)¦ meter SN:1702234122645728
Tensiune reziduală u% | Durata t ms |  |  |  |  | Total
| 10 < t ≤ 200 | 200 < t ≤ 500 | 500 < t ≤ 1000 | 1000 < t ≤ 5000 | 5000 < t ≤ 60000
80 ≤ u < 90 | 0 | 0 | 0 | 0 | 0 | 0
70 ≤ u < 80 | 0 | 0 | 0 | 0 | 0 | 0
40 ≤ u < 70 | 0 | 0 | 0 | 0 | 0 | 0
5 ≤ u < 40 | 0 | 0 | 0 | 0 | 0 | 0
u < 5 | 0 | 0 | 0 | 0 | 0 | 0
Total | 0 | 0 | 0 | 0 | 0 | 0
CRLI05(PT 5 CIRLIG)¦ meter SN:1702434125895680
Tensiune reziduală u% | Durata t ms |  |  |  |  | Total
| 10 < t ≤ 200 | 200 < t ≤ 500 | 500 < t ≤ 1000 | 1000 < t ≤ 5000 | 5000 < t ≤ 60000
80 ≤ u < 90 | 0 | 0 | 0 | 91 | 106 | 197
70 ≤ u < 80 | 0 | 0 | 0 | 0 | 0 | 0
40 ≤ u < 70 | 0 | 0 | 0 | 0 | 0 | 0
5 ≤ u < 40 | 0 | 0 | 0 | 0 | 0 | 0
u < 5 | 0 | 0 | 0 | 0 | 0 | 0
Total | 0 | 0 | 0 | 91 | 106 | 197
CRLI08(PT 8 CIRLIG)¦ meter SN:1702234122645808
Tensiune reziduală u% | Durata t ms |  |  |  |  | Total
| 10 < t ≤ 200 | 200 < t ≤ 500 | 500 < t ≤ 1000 | 1000 < t ≤ 5000 | 5000 < t ≤ 60000
80 ≤ u < 90 | 0 | 0 | 0 | 53 | 0 | 53
70 ≤ u < 80 | 0 | 0 | 0 | 0 | 0 | 0
40 ≤ u < 70 | 0 | 0 | 0 | 0 | 0 | 0
5 ≤ u < 40 | 0 | 0 | 0 | 0 | 0 | 0
u < 5 | 0 | 0 | 0 | 0 | 0 | 0
Total | 0 | 0 | 0 | 53 | 0 | 53
CRLI08(PT 8 CIRLIG)¦ meter SN:1702234122645813
Tensiune reziduală u% | Durata t ms |  |  |  |  | Total
| 10 < t ≤ 200 | 200 < t ≤ 500 | 500 < t ≤ 1000 | 1000 < t ≤ 5000 | 5000 < t ≤ 60000
80 ≤ u < 90 | 0 | 0 | 0 | 42 | 0 | 42
70 ≤ u < 80 | 0 | 0 | 0 | 0 | 0 | 0
40 ≤ u < 70 | 0 | 0 | 0 | 0 | 0 | 0
5 ≤ u < 40 | 0 | 0 | 0 | 0 | 0 | 0
u < 5 | 0 | 0 | 0 | 0 | 0 | 0
Total | 0 | 0 | 0 | 42 | 0 | 42
CUZA01(PT 1 CUZA VODA)¦ meter SN:1702434126423155
Tensiune reziduală u% | Durata t ms |  |  |  |  | Total
| 10 < t ≤ 200 | 200 < t ≤ 500 | 500 < t ≤ 1000 | 1000 < t ≤ 5000 | 5000 < t ≤ 60000
80 ≤ u < 90 | 0 | 0 | 0 | 0 | 0 | 0
70 ≤ u < 80 | 0 | 0 | 0 | 0 | 0 | 0
40 ≤ u < 70 | 0 | 0 | 0 | 0 | 0 | 0
5 ≤ u < 40 | 0 | 0 | 0 | 0 | 0 | 0
u < 5 | 0 | 0 | 0 | 0 | 0 | 0
Total | 0 | 0 | 0 | 0 | 0 | 0
CUZA02(PT 2 CUZA VODA)¦ meter SN:1702434126423156
Tensiune reziduală u% | Durata t ms |  |  |  |  | Total
| 10 < t ≤ 200 | 200 < t ≤ 500 | 500 < t ≤ 1000 | 1000 < t ≤ 5000 | 5000 < t ≤ 60000
80 ≤ u < 90 | 0 | 0 | 0 | 0 | 0 | 0
70 ≤ u < 80 | 0 | 0 | 0 | 0 | 0 | 0
40 ≤ u < 70 | 0 | 0 | 0 | 0 | 0 | 0
5 ≤ u < 40 | 0 | 0 | 0 | 0 | 0 | 0
u < 5 | 0 | 0 | 0 | 0 | 0 | 0
Total | 0 | 0 | 0 | 0 | 0 | 0
DORB01(PT 1 DOROBANTI)¦ meter SN:1702234122711416
Tensiune reziduală u% | Durata t ms |  |  |  |  | Total
| 10 < t ≤ 200 | 200 < t ≤ 500 | 500 < t ≤ 1000 | 1000 < t ≤ 5000 | 5000 < t ≤ 60000
80 ≤ u < 90 | 0 | 0 | 0 | 2 | 1 | 3
70 ≤ u < 80 | 0 | 0 | 0 | 0 | 0 | 0
40 ≤ u < 70 | 0 | 0 | 0 | 0 | 0 | 0
5 ≤ u < 40 | 0 | 0 | 0 | 0 | 0 | 0
u < 5 | 0 | 0 | 0 | 0 | 0 | 0
Total | 0 | 0 | 0 | 2 | 1 | 3
DORB02(PT 2 DOROBANTI)¦ meter SN:1702234122711446
Tensiune reziduală u% | Durata t ms |  |  |  |  | Total
| 10 < t ≤ 200 | 200 < t ≤ 500 | 500 < t ≤ 1000 | 1000 < t ≤ 5000 | 5000 < t ≤ 60000
80 ≤ u < 90 | 0 | 0 | 0 | 0 | 0 | 0
70 ≤ u < 80 | 0 | 0 | 0 | 0 | 0 | 0
40 ≤ u < 70 | 0 | 0 | 0 | 0 | 0 | 0
5 ≤ u < 40 | 0 | 0 | 0 | 0 | 0 | 0
u < 5 | 0 | 0 | 0 | 0 | 0 | 0
Total | 0 | 0 | 0 | 0 | 0 | 0
DORB03(PT 3 DOROBANTI (VALEA LUI BORS))¦ meter SN:1702234122711445
Tensiune reziduală u% | Durata t ms |  |  |  |  | Total
| 10 < t ≤ 200 | 200 < t ≤ 500 | 500 < t ≤ 1000 | 1000 < t ≤ 5000 | 5000 < t ≤ 60000
80 ≤ u < 90 | 0 | 0 | 0 | 2412 | 2206 | 4618
70 ≤ u < 80 | 0 | 0 | 0 | 0 | 0 | 0
40 ≤ u < 70 | 0 | 0 | 0 | 0 | 0 | 0
5 ≤ u < 40 | 0 | 0 | 0 | 0 | 0 | 0
u < 5 | 0 | 0 | 0 | 0 | 0 | 0
Total | 0 | 0 | 0 | 2412 | 2206 | 4618
DORB06(PT 6 DOROBANT (FEDERATIA DE CANOTAJ))¦ meter SN:1702234122711441
Tensiune reziduală u% | Durata t ms |  |  |  |  | Total
| 10 < t ≤ 200 | 200 < t ≤ 500 | 500 < t ≤ 1000 | 1000 < t ≤ 5000 | 5000 < t ≤ 60000
80 ≤ u < 90 | 0 | 0 | 0 | 66 | 54 | 120
70 ≤ u < 80 | 0 | 0 | 0 | 0 | 0 | 0
40 ≤ u < 70 | 0 | 0 | 0 | 0 | 0 | 0
5 ≤ u < 40 | 0 | 0 | 0 | 0 | 0 | 0
u < 5 | 0 | 0 | 0 | 0 | 0 | 0
Total | 0 | 0 | 0 | 66 | 54 | 120
GRAJ05(PT 5 GRAJDURI)¦ meter SN:1702434126588491
Tensiune reziduală u% | Durata t ms |  |  |  |  | Total
| 10 < t ≤ 200 | 200 < t ≤ 500 | 500 < t ≤ 1000 | 1000 < t ≤ 5000 | 5000 < t ≤ 60000
80 ≤ u < 90 | 0 | 0 | 0 | 2 | 0 | 2
70 ≤ u < 80 | 0 | 0 | 0 | 0 | 0 | 0
40 ≤ u < 70 | 0 | 0 | 0 | 0 | 0 | 0
5 ≤ u < 40 | 0 | 0 | 0 | 0 | 0 | 0
u < 5 | 0 | 0 | 0 | 0 | 0 | 0
Total | 0 | 0 | 0 | 2 | 0 | 2
GRAJ08(PT 8 GRAJDURI STATIE EPURARE)¦ meter SN:1702334125532566
Tensiune reziduală u% | Durata t ms |  |  |  |  | Total
| 10 < t ≤ 200 | 200 < t ≤ 500 | 500 < t ≤ 1000 | 1000 < t ≤ 5000 | 5000 < t ≤ 60000
80 ≤ u < 90 | 0 | 0 | 0 | 0 | 0 | 0
70 ≤ u < 80 | 0 | 0 | 0 | 0 | 0 | 0
40 ≤ u < 70 | 0 | 0 | 0 | 0 | 0 | 0
5 ≤ u < 40 | 0 | 0 | 0 | 0 | 0 | 0
u < 5 | 0 | 0 | 0 | 0 | 0 | 0
Total | 0 | 0 | 0 | 0 | 0 | 0
HADA03(PT SCHIT HADAMBU)¦ meter SN:1702234122711303
Tensiune reziduală u% | Durata t ms |  |  |  |  | Total
| 10 < t ≤ 200 | 200 < t ≤ 500 | 500 < t ≤ 1000 | 1000 < t ≤ 5000 | 5000 < t ≤ 60000
80 ≤ u < 90 | 0 | 0 | 0 | 0 | 0 | 0
70 ≤ u < 80 | 0 | 0 | 0 | 0 | 0 | 0
40 ≤ u < 70 | 0 | 0 | 0 | 0 | 0 | 0
5 ≤ u < 40 | 0 | 0 | 0 | 0 | 0 | 0
u < 5 | 0 | 0 | 0 | 0 | 0 | 0
Total | 0 | 0 | 0 | 0 | 0 | 0
HRLS01(PT 1 HORLESTI URSOAIA)¦ meter SN:1702434125895689
Tensiune reziduală u% | Durata t ms |  |  |  |  | Total
| 10 < t ≤ 200 | 200 < t ≤ 500 | 500 < t ≤ 1000 | 1000 < t ≤ 5000 | 5000 < t ≤ 60000
80 ≤ u < 90 | 0 | 0 | 0 | 8 | 4 | 12
70 ≤ u < 80 | 0 | 0 | 0 | 0 | 0 | 0
40 ≤ u < 70 | 0 | 0 | 0 | 0 | 0 | 0
5 ≤ u < 40 | 0 | 0 | 0 | 0 | 0 | 0
u < 5 | 0 | 0 | 0 | 0 | 0 | 0
Total | 0 | 0 | 0 | 8 | 4 | 12
HRLS02(PT 2 HORLESTI URSOAIA)¦ meter SN:1702434125895709
Tensiune reziduală u% | Durata t ms |  |  |  |  | Total
| 10 < t ≤ 200 | 200 < t ≤ 500 | 500 < t ≤ 1000 | 1000 < t ≤ 5000 | 5000 < t ≤ 60000
80 ≤ u < 90 | 0 | 0 | 0 | 2 | 0 | 2
70 ≤ u < 80 | 0 | 0 | 0 | 0 | 0 | 0
40 ≤ u < 70 | 0 | 0 | 0 | 0 | 0 | 0
5 ≤ u < 40 | 0 | 0 | 0 | 0 | 0 | 0
u < 5 | 0 | 0 | 0 | 0 | 0 | 0
Total | 0 | 0 | 0 | 2 | 0 | 2
HRLS04(PT 4 HORLESTI URSOAIA)¦ meter SN:1702434125895695
Tensiune reziduală u% | Durata t ms |  |  |  |  | Total
| 10 < t ≤ 200 | 200 < t ≤ 500 | 500 < t ≤ 1000 | 1000 < t ≤ 5000 | 5000 < t ≤ 60000
80 ≤ u < 90 | 0 | 0 | 0 | 36 | 31 | 67
70 ≤ u < 80 | 0 | 0 | 0 | 0 | 0 | 0
40 ≤ u < 70 | 0 | 0 | 0 | 0 | 0 | 0
5 ≤ u < 40 | 0 | 0 | 0 | 0 | 0 | 0
u < 5 | 0 | 0 | 0 | 0 | 0 | 0
Total | 0 | 0 | 0 | 36 | 31 | 67
IEPU04(PT 4 EPURENI URSOAIA)¦ meter SN:1702434126423135
Tensiune reziduală u% | Durata t ms |  |  |  |  | Total
| 10 < t ≤ 200 | 200 < t ≤ 500 | 500 < t ≤ 1000 | 1000 < t ≤ 5000 | 5000 < t ≤ 60000
80 ≤ u < 90 | 0 | 0 | 0 | 2 | 0 | 2
70 ≤ u < 80 | 0 | 0 | 0 | 0 | 0 | 0
40 ≤ u < 70 | 0 | 0 | 0 | 0 | 0 | 0
5 ≤ u < 40 | 0 | 0 | 0 | 0 | 0 | 0
u < 5 | 0 | 0 | 0 | 0 | 0 | 0
Total | 0 | 0 | 0 | 2 | 0 | 2
LETC01(PT 1 LETCANI)¦ meter SN:1702234122645720
Tensiune reziduală u% | Durata t ms |  |  |  |  | Total
| 10 < t ≤ 200 | 200 < t ≤ 500 | 500 < t ≤ 1000 | 1000 < t ≤ 5000 | 5000 < t ≤ 60000
80 ≤ u < 90 | 0 | 0 | 0 | 1 | 0 | 1
70 ≤ u < 80 | 0 | 0 | 0 | 0 | 0 | 0
40 ≤ u < 70 | 0 | 0 | 0 | 0 | 0 | 0
5 ≤ u < 40 | 0 | 0 | 0 | 0 | 0 | 0
u < 5 | 0 | 0 | 0 | 0 | 0 | 0
Total | 0 | 0 | 0 | 1 | 0 | 1
LETC04(PT 4 LETCANI)¦ meter SN:1702434126423148
Tensiune reziduală u% | Durata t ms |  |  |  |  | Total
| 10 < t ≤ 200 | 200 < t ≤ 500 | 500 < t ≤ 1000 | 1000 < t ≤ 5000 | 5000 < t ≤ 60000
80 ≤ u < 90 | 0 | 0 | 0 | 9 | 0 | 9
70 ≤ u < 80 | 0 | 0 | 0 | 0 | 0 | 0
40 ≤ u < 70 | 0 | 0 | 0 | 0 | 0 | 0
5 ≤ u < 40 | 0 | 0 | 0 | 0 | 0 | 0
u < 5 | 0 | 0 | 0 | 0 | 0 | 0
Total | 0 | 0 | 0 | 9 | 0 | 9
LETC05(PT 5 LETCANI (SMA))¦ meter SN:1702234122645823
Tensiune reziduală u% | Durata t ms |  |  |  |  | Total
| 10 < t ≤ 200 | 200 < t ≤ 500 | 500 < t ≤ 1000 | 1000 < t ≤ 5000 | 5000 < t ≤ 60000
80 ≤ u < 90 | 0 | 0 | 0 | 0 | 0 | 0
70 ≤ u < 80 | 0 | 0 | 0 | 0 | 0 | 0
40 ≤ u < 70 | 0 | 0 | 0 | 0 | 0 | 0
5 ≤ u < 40 | 0 | 0 | 0 | 0 | 0 | 0
u < 5 | 0 | 0 | 0 | 0 | 0 | 0
Total | 0 | 0 | 0 | 0 | 0 | 0
LETC09(PT 9 LETCANI SC EURAS COMPANY SRL)¦ meter SN:1702334125532553
Tensiune reziduală u% | Durata t ms |  |  |  |  | Total
| 10 < t ≤ 200 | 200 < t ≤ 500 | 500 < t ≤ 1000 | 1000 < t ≤ 5000 | 5000 < t ≤ 60000
80 ≤ u < 90 | 0 | 0 | 0 | 0 | 0 | 0
70 ≤ u < 80 | 0 | 0 | 0 | 0 | 0 | 0
40 ≤ u < 70 | 0 | 0 | 0 | 0 | 0 | 0
5 ≤ u < 40 | 0 | 0 | 0 | 0 | 0 | 0
u < 5 | 0 | 0 | 0 | 0 | 0 | 0
Total | 0 | 0 | 0 | 0 | 0 | 0
LETC13(PT 13 LETCANI)¦ meter SN:1702234122645693
Tensiune reziduală u% | Durata t ms |  |  |  |  | Total
| 10 < t ≤ 200 | 200 < t ≤ 500 | 500 < t ≤ 1000 | 1000 < t ≤ 5000 | 5000 < t ≤ 60000
80 ≤ u < 90 | 0 | 0 | 0 | 5 | 1 | 6
70 ≤ u < 80 | 0 | 0 | 0 | 0 | 0 | 0
40 ≤ u < 70 | 0 | 0 | 0 | 0 | 0 | 0
5 ≤ u < 40 | 0 | 0 | 0 | 0 | 0 | 0
u < 5 | 0 | 0 | 0 | 0 | 0 | 0
Total | 0 | 0 | 0 | 5 | 1 | 6
LETC17(PT 17 LETCANI)¦ meter SN:1702234122711305
Tensiune reziduală u% | Durata t ms |  |  |  |  | Total
| 10 < t ≤ 200 | 200 < t ≤ 500 | 500 < t ≤ 1000 | 1000 < t ≤ 5000 | 5000 < t ≤ 60000
80 ≤ u < 90 | 0 | 0 | 0 | 1 | 0 | 1
70 ≤ u < 80 | 0 | 0 | 0 | 0 | 0 | 0
40 ≤ u < 70 | 0 | 0 | 0 | 0 | 0 | 0
5 ≤ u < 40 | 0 | 0 | 0 | 0 | 0 | 0
u < 5 | 0 | 0 | 0 | 0 | 0 | 0
Total | 0 | 0 | 0 | 1 | 0 | 1
LNGN01(PT 1 LUNGANI NEGRESTI)¦ meter SN:1702434125831812
Tensiune reziduală u% | Durata t ms |  |  |  |  | Total
| 10 < t ≤ 200 | 200 < t ≤ 500 | 500 < t ≤ 1000 | 1000 < t ≤ 5000 | 5000 < t ≤ 60000
80 ≤ u < 90 | 0 | 0 | 0 | 0 | 0 | 0
70 ≤ u < 80 | 0 | 0 | 0 | 0 | 0 | 0
40 ≤ u < 70 | 0 | 0 | 0 | 0 | 0 | 0
5 ≤ u < 40 | 0 | 0 | 0 | 0 | 0 | 0
u < 5 | 0 | 0 | 0 | 0 | 0 | 0
Total | 0 | 0 | 0 | 0 | 0 | 0
MOIM01(PT 1 MOIMESTI)¦ meter SN:1702234122711410
Tensiune reziduală u% | Durata t ms |  |  |  |  | Total
| 10 < t ≤ 200 | 200 < t ≤ 500 | 500 < t ≤ 1000 | 1000 < t ≤ 5000 | 5000 < t ≤ 60000
80 ≤ u < 90 | 0 | 0 | 0 | 0 | 0 | 0
70 ≤ u < 80 | 0 | 0 | 0 | 0 | 0 | 0
40 ≤ u < 70 | 0 | 0 | 0 | 0 | 0 | 0
5 ≤ u < 40 | 0 | 0 | 0 | 0 | 0 | 0
u < 5 | 0 | 0 | 0 | 0 | 0 | 0
Total | 0 | 0 | 0 | 0 | 0 | 0
POPR01(PT 1 POPRICANI)¦ meter SN:1702234122711309
Tensiune reziduală u% | Durata t ms |  |  |  |  | Total
| 10 < t ≤ 200 | 200 < t ≤ 500 | 500 < t ≤ 1000 | 1000 < t ≤ 5000 | 5000 < t ≤ 60000
80 ≤ u < 90 | 0 | 0 | 0 | 8 | 5 | 13
70 ≤ u < 80 | 0 | 0 | 0 | 0 | 0 | 0
40 ≤ u < 70 | 0 | 0 | 0 | 0 | 0 | 0
5 ≤ u < 40 | 0 | 0 | 0 | 0 | 0 | 0
u < 5 | 0 | 0 | 0 | 0 | 0 | 0
Total | 0 | 0 | 0 | 8 | 5 | 13
POPR02(PT 2 POPRICANI)¦ meter SN:1702234122711310
Tensiune reziduală u% | Durata t ms |  |  |  |  | Total
| 10 < t ≤ 200 | 200 < t ≤ 500 | 500 < t ≤ 1000 | 1000 < t ≤ 5000 | 5000 < t ≤ 60000
80 ≤ u < 90 | 0 | 0 | 0 | 10 | 11 | 21
70 ≤ u < 80 | 0 | 0 | 0 | 0 | 0 | 0
40 ≤ u < 70 | 0 | 0 | 0 | 0 | 0 | 0
5 ≤ u < 40 | 0 | 0 | 0 | 0 | 0 | 0
u < 5 | 0 | 0 | 0 | 0 | 0 | 0
Total | 0 | 0 | 0 | 10 | 11 | 21
POPR03(PT 3 POPRICANI)¦ meter SN:1702234122711342
Tensiune reziduală u% | Durata t ms |  |  |  |  | Total
| 10 < t ≤ 200 | 200 < t ≤ 500 | 500 < t ≤ 1000 | 1000 < t ≤ 5000 | 5000 < t ≤ 60000
80 ≤ u < 90 | 0 | 0 | 0 | 4 | 1 | 5
70 ≤ u < 80 | 0 | 0 | 0 | 0 | 0 | 0
40 ≤ u < 70 | 0 | 0 | 0 | 0 | 0 | 0
5 ≤ u < 40 | 0 | 0 | 0 | 0 | 0 | 0
u < 5 | 0 | 0 | 0 | 0 | 0 | 0
Total | 0 | 0 | 0 | 4 | 1 | 5
POPR04(PT 4 POPRICANI)¦ meter SN:1702234122711343
Tensiune reziduală u% | Durata t ms |  |  |  |  | Total
| 10 < t ≤ 200 | 200 < t ≤ 500 | 500 < t ≤ 1000 | 1000 < t ≤ 5000 | 5000 < t ≤ 60000
80 ≤ u < 90 | 0 | 0 | 0 | 3 | 4 | 7
70 ≤ u < 80 | 0 | 0 | 0 | 0 | 0 | 0
40 ≤ u < 70 | 0 | 0 | 0 | 0 | 0 | 0
5 ≤ u < 40 | 0 | 0 | 0 | 0 | 0 | 0
u < 5 | 0 | 0 | 0 | 0 | 0 | 0
Total | 0 | 0 | 0 | 3 | 4 | 7
POPR05(PTS 5 POPRICANI)¦ meter SN:1702234122645773
Tensiune reziduală u% | Durata t ms |  |  |  |  | Total
| 10 < t ≤ 200 | 200 < t ≤ 500 | 500 < t ≤ 1000 | 1000 < t ≤ 5000 | 5000 < t ≤ 60000
80 ≤ u < 90 | 0 | 0 | 0 | 168 | 170 | 338
70 ≤ u < 80 | 0 | 0 | 0 | 0 | 0 | 0
40 ≤ u < 70 | 0 | 0 | 0 | 0 | 0 | 0
5 ≤ u < 40 | 0 | 0 | 0 | 0 | 0 | 0
u < 5 | 0 | 0 | 0 | 0 | 0 | 0
Total | 0 | 0 | 0 | 168 | 170 | 338
POPR07(PT 7 POPRICANI)¦ meter SN:1702234122711344
Tensiune reziduală u% | Durata t ms |  |  |  |  | Total
| 10 < t ≤ 200 | 200 < t ≤ 500 | 500 < t ≤ 1000 | 1000 < t ≤ 5000 | 5000 < t ≤ 60000
80 ≤ u < 90 | 0 | 0 | 0 | 3 | 1 | 4
70 ≤ u < 80 | 0 | 0 | 0 | 0 | 0 | 0
40 ≤ u < 70 | 0 | 0 | 0 | 0 | 0 | 0
5 ≤ u < 40 | 0 | 0 | 0 | 0 | 0 | 0
u < 5 | 0 | 0 | 0 | 0 | 0 | 0
Total | 0 | 0 | 0 | 3 | 1 | 4
POPR08(PT 8 POPRICANI)¦ meter SN:1702234122645772
Tensiune reziduală u% | Durata t ms |  |  |  |  | Total
| 10 < t ≤ 200 | 200 < t ≤ 500 | 500 < t ≤ 1000 | 1000 < t ≤ 5000 | 5000 < t ≤ 60000
80 ≤ u < 90 | 0 | 0 | 0 | 0 | 0 | 0
70 ≤ u < 80 | 0 | 0 | 0 | 0 | 0 | 0
40 ≤ u < 70 | 0 | 0 | 0 | 0 | 0 | 0
5 ≤ u < 40 | 0 | 0 | 0 | 0 | 0 | 0
u < 5 | 0 | 0 | 0 | 0 | 0 | 0
Total | 0 | 0 | 0 | 0 | 0 | 0
POPR10(PT 10 POPRICANI)¦ meter SN:1702234122711339
Tensiune reziduală u% | Durata t ms |  |  |  |  | Total
| 10 < t ≤ 200 | 200 < t ≤ 500 | 500 < t ≤ 1000 | 1000 < t ≤ 5000 | 5000 < t ≤ 60000
80 ≤ u < 90 | 0 | 0 | 0 | 4 | 3 | 7
70 ≤ u < 80 | 0 | 0 | 0 | 0 | 0 | 0
40 ≤ u < 70 | 0 | 0 | 0 | 0 | 0 | 0
5 ≤ u < 40 | 0 | 0 | 0 | 0 | 0 | 0
u < 5 | 0 | 0 | 0 | 0 | 0 | 0
Total | 0 | 0 | 0 | 4 | 3 | 7
POPR13(PT 13 POPRICANI)¦ meter SN:1702234122711313
Tensiune reziduală u% | Durata t ms |  |  |  |  | Total
| 10 < t ≤ 200 | 200 < t ≤ 500 | 500 < t ≤ 1000 | 1000 < t ≤ 5000 | 5000 < t ≤ 60000
80 ≤ u < 90 | 0 | 0 | 0 | 0 | 0 | 0
70 ≤ u < 80 | 0 | 0 | 0 | 0 | 0 | 0
40 ≤ u < 70 | 0 | 0 | 0 | 0 | 0 | 0
5 ≤ u < 40 | 0 | 0 | 0 | 0 | 0 | 0
u < 5 | 0 | 0 | 0 | 0 | 0 | 0
Total | 0 | 0 | 0 | 0 | 0 | 0
POPR14(PT 14 POPRICANI)¦ meter SN:1702234122645729
Tensiune reziduală u% | Durata t ms |  |  |  |  | Total
| 10 < t ≤ 200 | 200 < t ≤ 500 | 500 < t ≤ 1000 | 1000 < t ≤ 5000 | 5000 < t ≤ 60000
80 ≤ u < 90 | 0 | 0 | 0 | 3 | 0 | 3
70 ≤ u < 80 | 0 | 0 | 0 | 0 | 0 | 0
40 ≤ u < 70 | 0 | 0 | 0 | 0 | 0 | 0
5 ≤ u < 40 | 0 | 0 | 0 | 0 | 0 | 0
u < 5 | 0 | 0 | 0 | 0 | 0 | 0
Total | 0 | 0 | 0 | 3 | 0 | 3
REDI16(PTAV 16 REDIU(SC EVO RELIEF DESIGN SRL))¦ meter SN:1702234122645838
Tensiune reziduală u% | Durata t ms |  |  |  |  | Total
| 10 < t ≤ 200 | 200 < t ≤ 500 | 500 < t ≤ 1000 | 1000 < t ≤ 5000 | 5000 < t ≤ 60000
80 ≤ u < 90 | 0 | 0 | 0 | 0 | 0 | 0
70 ≤ u < 80 | 0 | 0 | 0 | 0 | 0 | 0
40 ≤ u < 70 | 0 | 0 | 0 | 0 | 0 | 0
5 ≤ u < 40 | 0 | 0 | 0 | 0 | 0 | 0
u < 5 | 0 | 0 | 0 | 0 | 0 | 0
Total | 0 | 0 | 0 | 0 | 0 | 0
SCIN01(PT 1 SCINTEIA)¦ meter SN:1702234122645701
Tensiune reziduală u% | Durata t ms |  |  |  |  | Total
| 10 < t ≤ 200 | 200 < t ≤ 500 | 500 < t ≤ 1000 | 1000 < t ≤ 5000 | 5000 < t ≤ 60000
80 ≤ u < 90 | 0 | 0 | 0 | 8 | 0 | 8
70 ≤ u < 80 | 0 | 0 | 0 | 0 | 0 | 0
40 ≤ u < 70 | 0 | 0 | 0 | 0 | 0 | 0
5 ≤ u < 40 | 0 | 0 | 0 | 0 | 0 | 0
u < 5 | 0 | 0 | 0 | 0 | 0 | 0
Total | 0 | 0 | 0 | 8 | 0 | 8
SCIN03(PT SCINTEIA NOUA)¦ meter SN:1702334125532580
Tensiune reziduală u% | Durata t ms |  |  |  |  | Total
| 10 < t ≤ 200 | 200 < t ≤ 500 | 500 < t ≤ 1000 | 1000 < t ≤ 5000 | 5000 < t ≤ 60000
80 ≤ u < 90 | 0 | 0 | 0 | 4 | 2 | 6
70 ≤ u < 80 | 0 | 0 | 0 | 0 | 0 | 0
40 ≤ u < 70 | 0 | 0 | 0 | 0 | 0 | 0
5 ≤ u < 40 | 0 | 0 | 0 | 0 | 0 | 0
u < 5 | 0 | 0 | 0 | 0 | 0 | 0
Total | 0 | 0 | 0 | 4 | 2 | 6
SCIN04(PT 4 SCINTEIA)¦ meter SN:1702234122645703
Tensiune reziduală u% | Durata t ms |  |  |  |  | Total
| 10 < t ≤ 200 | 200 < t ≤ 500 | 500 < t ≤ 1000 | 1000 < t ≤ 5000 | 5000 < t ≤ 60000
80 ≤ u < 90 | 0 | 0 | 0 | 1 | 0 | 1
70 ≤ u < 80 | 0 | 0 | 0 | 0 | 0 | 0
40 ≤ u < 70 | 0 | 0 | 0 | 0 | 0 | 0
5 ≤ u < 40 | 0 | 0 | 0 | 0 | 0 | 0
u < 5 | 0 | 0 | 0 | 0 | 0 | 0
Total | 0 | 0 | 0 | 1 | 0 | 1
SCIN05(PT 5 SCINTEIA)¦ meter SN:1702334125532578
Tensiune reziduală u% | Durata t ms |  |  |  |  | Total
| 10 < t ≤ 200 | 200 < t ≤ 500 | 500 < t ≤ 1000 | 1000 < t ≤ 5000 | 5000 < t ≤ 60000
80 ≤ u < 90 | 0 | 0 | 0 | 7 | 0 | 7
70 ≤ u < 80 | 0 | 0 | 0 | 0 | 0 | 0
40 ≤ u < 70 | 0 | 0 | 0 | 0 | 0 | 0
5 ≤ u < 40 | 0 | 0 | 0 | 0 | 0 | 0
u < 5 | 0 | 0 | 0 | 0 | 0 | 0
Total | 0 | 0 | 0 | 7 | 0 | 7
SCIN06(PT 6 SCINTEIA)¦ meter SN:1702334125532581
Tensiune reziduală u% | Durata t ms |  |  |  |  | Total
| 10 < t ≤ 200 | 200 < t ≤ 500 | 500 < t ≤ 1000 | 1000 < t ≤ 5000 | 5000 < t ≤ 60000
80 ≤ u < 90 | 0 | 0 | 0 | 13 | 8 | 21
70 ≤ u < 80 | 0 | 0 | 0 | 0 | 0 | 0
40 ≤ u < 70 | 0 | 0 | 0 | 0 | 0 | 0
5 ≤ u < 40 | 0 | 0 | 0 | 0 | 0 | 0
u < 5 | 0 | 0 | 0 | 0 | 0 | 0
Total | 0 | 0 | 0 | 13 | 8 | 21
SLOV01(PT 1 SLOBOZIA NEGRESTI)¦ meter SN:1702434126588461
Tensiune reziduală u% | Durata t ms |  |  |  |  | Total
| 10 < t ≤ 200 | 200 < t ≤ 500 | 500 < t ≤ 1000 | 1000 < t ≤ 5000 | 5000 < t ≤ 60000
80 ≤ u < 90 | 0 | 0 | 0 | 0 | 0 | 0
70 ≤ u < 80 | 0 | 0 | 0 | 0 | 0 | 0
40 ≤ u < 70 | 0 | 0 | 0 | 0 | 0 | 0
5 ≤ u < 40 | 0 | 0 | 0 | 0 | 0 | 0
u < 5 | 0 | 0 | 0 | 0 | 0 | 0
Total | 0 | 0 | 0 | 0 | 0 | 0
SLOV02(PT 2 SLOBOZIA NEGRESTI)¦ meter SN:1702334123717756
Tensiune reziduală u% | Durata t ms |  |  |  |  | Total
| 10 < t ≤ 200 | 200 < t ≤ 500 | 500 < t ≤ 1000 | 1000 < t ≤ 5000 | 5000 < t ≤ 60000
80 ≤ u < 90 | 0 | 0 | 0 | 0 | 0 | 0
70 ≤ u < 80 | 0 | 0 | 0 | 0 | 0 | 0
40 ≤ u < 70 | 0 | 0 | 0 | 0 | 0 | 0
5 ≤ u < 40 | 0 | 0 | 0 | 0 | 0 | 0
u < 5 | 0 | 0 | 0 | 0 | 0 | 0
Total | 0 | 0 | 0 | 0 | 0 | 0
SLOV03(PT 3 SLOBOZIA NEGRESTI)¦ meter SN:1702334123717758
Tensiune reziduală u% | Durata t ms |  |  |  |  | Total
| 10 < t ≤ 200 | 200 < t ≤ 500 | 500 < t ≤ 1000 | 1000 < t ≤ 5000 | 5000 < t ≤ 60000
80 ≤ u < 90 | 0 | 0 | 0 | 0 | 0 | 0
70 ≤ u < 80 | 0 | 0 | 0 | 0 | 0 | 0
40 ≤ u < 70 | 0 | 0 | 0 | 0 | 0 | 0
5 ≤ u < 40 | 0 | 0 | 0 | 0 | 0 | 0
u < 5 | 0 | 0 | 0 | 0 | 0 | 0
Total | 0 | 0 | 0 | 0 | 0 | 0
SLOV04(PT 4 SLOBOZIA NEGRESTI)¦ meter SN:1702334123717759
Tensiune reziduală u% | Durata t ms |  |  |  |  | Total
| 10 < t ≤ 200 | 200 < t ≤ 500 | 500 < t ≤ 1000 | 1000 < t ≤ 5000 | 5000 < t ≤ 60000
80 ≤ u < 90 | 0 | 0 | 0 | 0 | 0 | 0
70 ≤ u < 80 | 0 | 0 | 0 | 0 | 0 | 0
40 ≤ u < 70 | 0 | 0 | 0 | 0 | 0 | 0
5 ≤ u < 40 | 0 | 0 | 0 | 0 | 0 | 0
u < 5 | 0 | 0 | 0 | 0 | 0 | 0
Total | 0 | 0 | 0 | 0 | 0 | 0
SORO01(PTA 1 SOROGARI(COMUNA ARONEANU))¦ meter SN:1702234122645724
Tensiune reziduală u% | Durata t ms |  |  |  |  | Total
| 10 < t ≤ 200 | 200 < t ≤ 500 | 500 < t ≤ 1000 | 1000 < t ≤ 5000 | 5000 < t ≤ 60000
80 ≤ u < 90 | 0 | 0 | 0 | 50 | 66 | 116
70 ≤ u < 80 | 0 | 0 | 0 | 0 | 0 | 0
40 ≤ u < 70 | 0 | 0 | 0 | 0 | 0 | 0
5 ≤ u < 40 | 0 | 0 | 0 | 0 | 0 | 0
u < 5 | 0 | 0 | 0 | 0 | 0 | 0
Total | 0 | 0 | 0 | 50 | 66 | 116
SORO02(PT 2 SOROGARI SAT)¦ meter SN:1702334125532558
Tensiune reziduală u% | Durata t ms |  |  |  |  | Total
| 10 < t ≤ 200 | 200 < t ≤ 500 | 500 < t ≤ 1000 | 1000 < t ≤ 5000 | 5000 < t ≤ 60000
80 ≤ u < 90 | 0 | 0 | 0 | 0 | 0 | 0
70 ≤ u < 80 | 0 | 0 | 0 | 0 | 0 | 0
40 ≤ u < 70 | 0 | 0 | 0 | 0 | 0 | 0
5 ≤ u < 40 | 0 | 0 | 0 | 0 | 0 | 0
u < 5 | 0 | 0 | 0 | 0 | 0 | 0
Total | 0 | 0 | 0 | 0 | 0 | 0
SORO03(PT 3 VITICOL SOROGARI)¦ meter SN:1702234122645855
Tensiune reziduală u% | Durata t ms |  |  |  |  | Total
| 10 < t ≤ 200 | 200 < t ≤ 500 | 500 < t ≤ 1000 | 1000 < t ≤ 5000 | 5000 < t ≤ 60000
80 ≤ u < 90 | 0 | 0 | 0 | 33 | 54 | 87
70 ≤ u < 80 | 0 | 0 | 0 | 0 | 0 | 0
40 ≤ u < 70 | 0 | 0 | 0 | 0 | 0 | 0
5 ≤ u < 40 | 0 | 0 | 0 | 0 | 0 | 0
u < 5 | 0 | 0 | 0 | 0 | 0 | 0
Total | 0 | 0 | 0 | 33 | 54 | 87
SORO07(PT 2 VITICOL SOROGARI)¦ meter SN:1702334125532559
Tensiune reziduală u% | Durata t ms |  |  |  |  | Total
| 10 < t ≤ 200 | 200 < t ≤ 500 | 500 < t ≤ 1000 | 1000 < t ≤ 5000 | 5000 < t ≤ 60000
80 ≤ u < 90 | 0 | 0 | 0 | 0 | 0 | 0
70 ≤ u < 80 | 0 | 0 | 0 | 0 | 0 | 0
40 ≤ u < 70 | 0 | 0 | 0 | 0 | 0 | 0
5 ≤ u < 40 | 0 | 0 | 0 | 0 | 0 | 0
u < 5 | 0 | 0 | 0 | 0 | 0 | 0
Total | 0 | 0 | 0 | 0 | 0 | 0
SORO11(PT 7 SOROGARI)¦ meter SN:1702434126423129
Tensiune reziduală u% | Durata t ms |  |  |  |  | Total
| 10 < t ≤ 200 | 200 < t ≤ 500 | 500 < t ≤ 1000 | 1000 < t ≤ 5000 | 5000 < t ≤ 60000
80 ≤ u < 90 | 0 | 0 | 0 | 4 | 0 | 4
70 ≤ u < 80 | 0 | 0 | 0 | 0 | 0 | 0
40 ≤ u < 70 | 0 | 0 | 0 | 0 | 0 | 0
5 ≤ u < 40 | 0 | 0 | 0 | 0 | 0 | 0
u < 5 | 0 | 0 | 0 | 0 | 0 | 0
Total | 0 | 0 | 0 | 4 | 0 | 4
SORO12(PTAV 8 SOROGARI( PFA ZAPODEANU IOAN))¦ meter SN:1702234122711295
Tensiune reziduală u% | Durata t ms |  |  |  |  | Total
| 10 < t ≤ 200 | 200 < t ≤ 500 | 500 < t ≤ 1000 | 1000 < t ≤ 5000 | 5000 < t ≤ 60000
80 ≤ u < 90 | 0 | 0 | 0 | 2 | 0 | 2
70 ≤ u < 80 | 0 | 0 | 0 | 0 | 0 | 0
40 ≤ u < 70 | 0 | 0 | 0 | 0 | 0 | 0
5 ≤ u < 40 | 0 | 0 | 0 | 0 | 0 | 0
u < 5 | 0 | 0 | 0 | 0 | 0 | 0
Total | 0 | 0 | 0 | 2 | 0 | 2
SORO13(PT 9 SOROGARI ( SC MEDO COMPANY SRL))¦ meter SN:1702434125831852
Tensiune reziduală u% | Durata t ms |  |  |  |  | Total
| 10 < t ≤ 200 | 200 < t ≤ 500 | 500 < t ≤ 1000 | 1000 < t ≤ 5000 | 5000 < t ≤ 60000
80 ≤ u < 90 | 0 | 0 | 0 | 0 | 0 | 0
70 ≤ u < 80 | 0 | 0 | 0 | 0 | 0 | 0
40 ≤ u < 70 | 0 | 0 | 0 | 0 | 0 | 0
5 ≤ u < 40 | 0 | 0 | 0 | 0 | 0 | 0
u < 5 | 0 | 0 | 0 | 0 | 0 | 0
Total | 0 | 0 | 0 | 0 | 0 | 0
SORO13(PT 9 SOROGARI ( SC MEDO COMPANY SRL))¦ meter SN:1702434125831853
Tensiune reziduală u% | Durata t ms |  |  |  |  | Total
| 10 < t ≤ 200 | 200 < t ≤ 500 | 500 < t ≤ 1000 | 1000 < t ≤ 5000 | 5000 < t ≤ 60000
80 ≤ u < 90 | 0 | 0 | 0 | 0 | 0 | 0
70 ≤ u < 80 | 0 | 0 | 0 | 0 | 0 | 0
40 ≤ u < 70 | 0 | 0 | 0 | 0 | 0 | 0
5 ≤ u < 40 | 0 | 0 | 0 | 0 | 0 | 0
u < 5 | 0 | 0 | 0 | 0 | 0 | 0
Total | 0 | 0 | 0 | 0 | 0 | 0
URIC01(PT 1 URICANI (AVICOLA TINERET))¦ meter SN:1702234122645836
Tensiune reziduală u% | Durata t ms |  |  |  |  | Total
| 10 < t ≤ 200 | 200 < t ≤ 500 | 500 < t ≤ 1000 | 1000 < t ≤ 5000 | 5000 < t ≤ 60000
80 ≤ u < 90 | 0 | 0 | 0 | 6 | 0 | 6
70 ≤ u < 80 | 0 | 0 | 0 | 0 | 0 | 0
40 ≤ u < 70 | 0 | 0 | 0 | 0 | 0 | 0
5 ≤ u < 40 | 0 | 0 | 0 | 0 | 0 | 0
u < 5 | 0 | 0 | 0 | 0 | 0 | 0
Total | 0 | 0 | 0 | 6 | 0 | 6
URIC04(PT 4 URICANI (SEMTEST))¦ meter SN:1702334125532599
Tensiune reziduală u% | Durata t ms |  |  |  |  | Total
| 10 < t ≤ 200 | 200 < t ≤ 500 | 500 < t ≤ 1000 | 1000 < t ≤ 5000 | 5000 < t ≤ 60000
80 ≤ u < 90 | 0 | 0 | 0 | 0 | 0 | 0
70 ≤ u < 80 | 0 | 0 | 0 | 0 | 0 | 0
40 ≤ u < 70 | 0 | 0 | 0 | 0 | 0 | 0
5 ≤ u < 40 | 0 | 0 | 0 | 0 | 0 | 0
u < 5 | 0 | 0 | 0 | 0 | 0 | 0
Total | 0 | 0 | 0 | 0 | 0 | 0
URIC05(PT 5 URICANI)¦ meter SN:1702334125532596
Tensiune reziduală u% | Durata t ms |  |  |  |  | Total
| 10 < t ≤ 200 | 200 < t ≤ 500 | 500 < t ≤ 1000 | 1000 < t ≤ 5000 | 5000 < t ≤ 60000
80 ≤ u < 90 | 0 | 0 | 0 | 2 | 0 | 2
70 ≤ u < 80 | 0 | 0 | 0 | 0 | 0 | 0
40 ≤ u < 70 | 0 | 0 | 0 | 0 | 0 | 0
5 ≤ u < 40 | 0 | 0 | 0 | 0 | 0 | 0
u < 5 | 0 | 0 | 0 | 0 | 0 | 0
Total | 0 | 0 | 0 | 2 | 0 | 2
URIC06(PT 6 URICANI)¦ meter SN:1702234122645833
Tensiune reziduală u% | Durata t ms |  |  |  |  | Total
| 10 < t ≤ 200 | 200 < t ≤ 500 | 500 < t ≤ 1000 | 1000 < t ≤ 5000 | 5000 < t ≤ 60000
80 ≤ u < 90 | 0 | 0 | 0 | 1 | 0 | 1
70 ≤ u < 80 | 0 | 0 | 0 | 0 | 0 | 0
40 ≤ u < 70 | 0 | 0 | 0 | 0 | 0 | 0
5 ≤ u < 40 | 0 | 0 | 0 | 0 | 0 | 0
u < 5 | 0 | 0 | 0 | 0 | 0 | 0
Total | 0 | 0 | 0 | 1 | 0 | 1
URIC14(PT 14 URICANI)¦ meter SN:1702234122645832
Tensiune reziduală u% | Durata t ms |  |  |  |  | Total
| 10 < t ≤ 200 | 200 < t ≤ 500 | 500 < t ≤ 1000 | 1000 < t ≤ 5000 | 5000 < t ≤ 60000
80 ≤ u < 90 | 0 | 0 | 0 | 0 | 0 | 0
70 ≤ u < 80 | 0 | 0 | 0 | 0 | 0 | 0
40 ≤ u < 70 | 0 | 0 | 0 | 0 | 0 | 0
5 ≤ u < 40 | 0 | 0 | 0 | 0 | 0 | 0
u < 5 | 0 | 0 | 0 | 0 | 0 | 0
Total | 0 | 0 | 0 | 0 | 0 | 0
URIC21(PTAM 21 URICANI)¦ meter SN:1702234122711417
Tensiune reziduală u% | Durata t ms |  |  |  |  | Total
| 10 < t ≤ 200 | 200 < t ≤ 500 | 500 < t ≤ 1000 | 1000 < t ≤ 5000 | 5000 < t ≤ 60000
80 ≤ u < 90 | 0 | 0 | 0 | 0 | 0 | 0
70 ≤ u < 80 | 0 | 0 | 0 | 0 | 0 | 0
40 ≤ u < 70 | 0 | 0 | 0 | 0 | 0 | 0
5 ≤ u < 40 | 0 | 0 | 0 | 0 | 0 | 0
u < 5 | 0 | 0 | 0 | 0 | 0 | 0
Total | 0 | 0 | 0 | 0 | 0 | 0
URIC31(PT 31 URICANI)¦ meter SN:1702234122711418
Tensiune reziduală u% | Durata t ms |  |  |  |  | Total
| 10 < t ≤ 200 | 200 < t ≤ 500 | 500 < t ≤ 1000 | 1000 < t ≤ 5000 | 5000 < t ≤ 60000
80 ≤ u < 90 | 0 | 0 | 0 | 5 | 0 | 5
70 ≤ u < 80 | 0 | 0 | 0 | 0 | 0 | 0
40 ≤ u < 70 | 0 | 0 | 0 | 0 | 0 | 0
5 ≤ u < 40 | 0 | 0 | 0 | 0 | 0 | 0
u < 5 | 0 | 0 | 0 | 0 | 0 | 0
Total | 0 | 0 | 0 | 5 | 0 | 5
URIC38(PT 38 URICANI SC INTERSAAM SRL)¦ meter SN:1702334123717740
Tensiune reziduală u% | Durata t ms |  |  |  |  | Total
| 10 < t ≤ 200 | 200 < t ≤ 500 | 500 < t ≤ 1000 | 1000 < t ≤ 5000 | 5000 < t ≤ 60000
80 ≤ u < 90 | 0 | 0 | 0 | 0 | 0 | 0
70 ≤ u < 80 | 0 | 0 | 0 | 0 | 0 | 0
40 ≤ u < 70 | 0 | 0 | 0 | 0 | 0 | 0
5 ≤ u < 40 | 0 | 0 | 0 | 0 | 0 | 0
u < 5 | 0 | 0 | 0 | 0 | 0 | 0
Total | 0 | 0 | 0 | 0 | 0 | 0
VECH01(PT VECHIULEASA)¦ meter SN:1702234122645852
Tensiune reziduală u% | Durata t ms |  |  |  |  | Total
| 10 < t ≤ 200 | 200 < t ≤ 500 | 500 < t ≤ 1000 | 1000 < t ≤ 5000 | 5000 < t ≤ 60000
80 ≤ u < 90 | 0 | 0 | 0 | 2 | 6 | 8
70 ≤ u < 80 | 0 | 0 | 0 | 0 | 0 | 0
40 ≤ u < 70 | 0 | 0 | 0 | 0 | 0 | 0
5 ≤ u < 40 | 0 | 0 | 0 | 0 | 0 | 0
u < 5 | 0 | 0 | 0 | 0 | 0 | 0
Total | 0 | 0 | 0 | 2 | 6 | 8
VLUP01(PT 1 VALEA LUPULUI)¦ meter SN:1702334123978836
Tensiune reziduală u% | Durata t ms |  |  |  |  | Total
| 10 < t ≤ 200 | 200 < t ≤ 500 | 500 < t ≤ 1000 | 1000 < t ≤ 5000 | 5000 < t ≤ 60000
80 ≤ u < 90 | 0 | 0 | 0 | 0 | 0 | 0
70 ≤ u < 80 | 0 | 0 | 0 | 0 | 0 | 0
40 ≤ u < 70 | 0 | 0 | 0 | 0 | 0 | 0
5 ≤ u < 40 | 0 | 0 | 0 | 0 | 0 | 0
u < 5 | 0 | 0 | 0 | 0 | 0 | 0
Total | 0 | 0 | 0 | 0 | 0 | 0
VLUP02(PT 2 VALEA LUPULUI)¦ meter SN:1702234122711421
Tensiune reziduală u% | Durata t ms |  |  |  |  | Total
| 10 < t ≤ 200 | 200 < t ≤ 500 | 500 < t ≤ 1000 | 1000 < t ≤ 5000 | 5000 < t ≤ 60000
80 ≤ u < 90 | 0 | 0 | 0 | 0 | 0 | 0
70 ≤ u < 80 | 0 | 0 | 0 | 0 | 0 | 0
40 ≤ u < 70 | 0 | 0 | 0 | 0 | 0 | 0
5 ≤ u < 40 | 0 | 0 | 0 | 0 | 0 | 0
u < 5 | 0 | 0 | 0 | 0 | 0 | 0
Total | 0 | 0 | 0 | 0 | 0 | 0
VLUP04(PT 4 VALEA LUPULUI (COMPLEX))¦ meter SN:1702234122711419
Tensiune reziduală u% | Durata t ms |  |  |  |  | Total
| 10 < t ≤ 200 | 200 < t ≤ 500 | 500 < t ≤ 1000 | 1000 < t ≤ 5000 | 5000 < t ≤ 60000
80 ≤ u < 90 | 0 | 0 | 0 | 1 | 0 | 1
70 ≤ u < 80 | 0 | 0 | 0 | 0 | 0 | 0
40 ≤ u < 70 | 0 | 0 | 0 | 0 | 0 | 0
5 ≤ u < 40 | 0 | 0 | 0 | 0 | 0 | 0
u < 5 | 0 | 0 | 0 | 0 | 0 | 0
Total | 0 | 0 | 0 | 1 | 0 | 1
VLUP05(PT 5 IAS VALEA LUPULUI)¦ meter SN:1702234122711422
Tensiune reziduală u% | Durata t ms |  |  |  |  | Total
| 10 < t ≤ 200 | 200 < t ≤ 500 | 500 < t ≤ 1000 | 1000 < t ≤ 5000 | 5000 < t ≤ 60000
80 ≤ u < 90 | 0 | 0 | 0 | 1 | 0 | 1
70 ≤ u < 80 | 0 | 0 | 0 | 0 | 0 | 0
40 ≤ u < 70 | 0 | 0 | 0 | 0 | 0 | 0
5 ≤ u < 40 | 0 | 0 | 0 | 0 | 0 | 0
u < 5 | 0 | 0 | 0 | 0 | 0 | 0
Total | 0 | 0 | 0 | 1 | 0 | 1
VLUP06(PT 6 VALEA LUPULUI)¦ meter SN:1702234122645839
Tensiune reziduală u% | Durata t ms |  |  |  |  | Total
| 10 < t ≤ 200 | 200 < t ≤ 500 | 500 < t ≤ 1000 | 1000 < t ≤ 5000 | 5000 < t ≤ 60000
80 ≤ u < 90 | 0 | 0 | 0 | 0 | 0 | 0
70 ≤ u < 80 | 0 | 0 | 0 | 0 | 0 | 0
40 ≤ u < 70 | 0 | 0 | 0 | 0 | 0 | 0
5 ≤ u < 40 | 0 | 0 | 0 | 0 | 0 | 0
u < 5 | 0 | 0 | 0 | 0 | 0 | 0
Total | 0 | 0 | 0 | 0 | 0 | 0
VLUP07(PT 7 VALEA LUPULUI)¦ meter SN:1702234122645742
Tensiune reziduală u% | Durata t ms |  |  |  |  | Total
| 10 < t ≤ 200 | 200 < t ≤ 500 | 500 < t ≤ 1000 | 1000 < t ≤ 5000 | 5000 < t ≤ 60000
80 ≤ u < 90 | 0 | 0 | 0 | 1 | 0 | 1
70 ≤ u < 80 | 0 | 0 | 0 | 0 | 0 | 0
40 ≤ u < 70 | 0 | 0 | 0 | 0 | 0 | 0
5 ≤ u < 40 | 0 | 0 | 0 | 0 | 0 | 0
u < 5 | 0 | 0 | 0 | 0 | 0 | 0
Total | 0 | 0 | 0 | 1 | 0 | 1
VLUP08(PTA 8 VALEA LUPULUI)¦ meter SN:1702434125895708
Tensiune reziduală u% | Durata t ms |  |  |  |  | Total
| 10 < t ≤ 200 | 200 < t ≤ 500 | 500 < t ≤ 1000 | 1000 < t ≤ 5000 | 5000 < t ≤ 60000
80 ≤ u < 90 | 0 | 0 | 0 | 7 | 0 | 7
70 ≤ u < 80 | 0 | 0 | 0 | 0 | 0 | 0
40 ≤ u < 70 | 0 | 0 | 0 | 0 | 0 | 0
5 ≤ u < 40 | 0 | 0 | 0 | 0 | 0 | 0
u < 5 | 0 | 0 | 0 | 0 | 0 | 0
Total | 0 | 0 | 0 | 7 | 0 | 7
VLUP18(PT 18 VALEA LUPULUI ANSAMBLU REZIDENTIAL MIHORDEA SI BADARAU)¦ meter SN:1702234122645743
Tensiune reziduală u% | Durata t ms |  |  |  |  | Total
| 10 < t ≤ 200 | 200 < t ≤ 500 | 500 < t ≤ 1000 | 1000 < t ≤ 5000 | 5000 < t ≤ 60000
80 ≤ u < 90 | 0 | 0 | 0 | 0 | 0 | 0
70 ≤ u < 80 | 0 | 0 | 0 | 0 | 0 | 0
40 ≤ u < 70 | 0 | 0 | 0 | 0 | 0 | 0
5 ≤ u < 40 | 0 | 0 | 0 | 0 | 0 | 0
u < 5 | 0 | 0 | 0 | 0 | 0 | 0
Total | 0 | 0 | 0 | 0 | 0 | 0
VLUP18(PT 18 VALEA LUPULUI ANSAMBLU REZIDENTIAL MIHORDEA SI BADARAU)¦ meter SN:1702234122645800
Tensiune reziduală u% | Durata t ms |  |  |  |  | Total
| 10 < t ≤ 200 | 200 < t ≤ 500 | 500 < t ≤ 1000 | 1000 < t ≤ 5000 | 5000 < t ≤ 60000
80 ≤ u < 90 | 0 | 0 | 0 | 2 | 0 | 2
70 ≤ u < 80 | 0 | 0 | 0 | 0 | 0 | 0
40 ≤ u < 70 | 0 | 0 | 0 | 0 | 0 | 0
5 ≤ u < 40 | 0 | 0 | 0 | 0 | 0 | 0
u < 5 | 0 | 0 | 0 | 0 | 0 | 0
Total | 0 | 0 | 0 | 2 | 0 | 2
VLUP23(PTZ AGROMIXT[ABATOR] V.LUPULUI)¦ meter SN:1702234122711351
Tensiune reziduală u% | Durata t ms |  |  |  |  | Total
| 10 < t ≤ 200 | 200 < t ≤ 500 | 500 < t ≤ 1000 | 1000 < t ≤ 5000 | 5000 < t ≤ 60000
80 ≤ u < 90 | 0 | 0 | 0 | 4 | 0 | 4
70 ≤ u < 80 | 0 | 0 | 0 | 0 | 0 | 0
40 ≤ u < 70 | 0 | 0 | 0 | 0 | 0 | 0
5 ≤ u < 40 | 0 | 0 | 0 | 0 | 0 | 0
u < 5 | 0 | 0 | 0 | 0 | 0 | 0
Total | 0 | 0 | 0 | 4 | 0 | 4
VLUP23(PTZ AGROMIXT[ABATOR] V.LUPULUI)¦ meter SN:1702234122711420
Tensiune reziduală u% | Durata t ms |  |  |  |  | Total
| 10 < t ≤ 200 | 200 < t ≤ 500 | 500 < t ≤ 1000 | 1000 < t ≤ 5000 | 5000 < t ≤ 60000
80 ≤ u < 90 | 0 | 0 | 0 | 4 | 0 | 4
70 ≤ u < 80 | 0 | 0 | 0 | 0 | 0 | 0
40 ≤ u < 70 | 0 | 0 | 0 | 0 | 0 | 0
5 ≤ u < 40 | 0 | 0 | 0 | 0 | 0 | 0
u < 5 | 0 | 0 | 0 | 0 | 0 | 0
Total | 0 | 0 | 0 | 4 | 0 | 4
VLUP26(PTAV 22 VALEA LUPULUI ALIMEMTARE LOCUINTE TIHULCA)¦ meter SN:1702234122711322
Tensiune reziduală u% | Durata t ms |  |  |  |  | Total
| 10 < t ≤ 200 | 200 < t ≤ 500 | 500 < t ≤ 1000 | 1000 < t ≤ 5000 | 5000 < t ≤ 60000
80 ≤ u < 90 | 0 | 0 | 0 | 0 | 0 | 0
70 ≤ u < 80 | 0 | 0 | 0 | 0 | 0 | 0
40 ≤ u < 70 | 0 | 0 | 0 | 0 | 0 | 0
5 ≤ u < 40 | 0 | 0 | 0 | 0 | 0 | 0
u < 5 | 0 | 0 | 0 | 0 | 0 | 0
Total | 0 | 0 | 0 | 0 | 0 | 0
VLUP27(PTAV 23 VALEA LUPULUI)¦ meter SN:1702234122711429
Tensiune reziduală u% | Durata t ms |  |  |  |  | Total
| 10 < t ≤ 200 | 200 < t ≤ 500 | 500 < t ≤ 1000 | 1000 < t ≤ 5000 | 5000 < t ≤ 60000
80 ≤ u < 90 | 0 | 0 | 0 | 6 | 0 | 6
70 ≤ u < 80 | 0 | 0 | 0 | 0 | 0 | 0
40 ≤ u < 70 | 0 | 0 | 0 | 0 | 0 | 0
5 ≤ u < 40 | 0 | 0 | 0 | 0 | 0 | 0
u < 5 | 0 | 0 | 0 | 0 | 0 | 0
Total | 0 | 0 | 0 | 6 | 0 | 6
VLUP27(PTAV 23 VALEA LUPULUI)¦ meter SN:1702234122711432
Tensiune reziduală u% | Durata t ms |  |  |  |  | Total
| 10 < t ≤ 200 | 200 < t ≤ 500 | 500 < t ≤ 1000 | 1000 < t ≤ 5000 | 5000 < t ≤ 60000
80 ≤ u < 90 | 0 | 0 | 0 | 4 | 0 | 4
70 ≤ u < 80 | 0 | 0 | 0 | 0 | 0 | 0
40 ≤ u < 70 | 0 | 0 | 0 | 0 | 0 | 0
5 ≤ u < 40 | 0 | 0 | 0 | 0 | 0 | 0
u < 5 | 0 | 0 | 0 | 0 | 0 | 0
Total | 0 | 0 | 0 | 4 | 0 | 4
VLUP28(PTA 24 VALEA LUPULUI LOCUINTE COLECTIVE MIHAI ALEXANDRU CRIS)¦ meter SN:1702334125532526
Tensiune reziduală u% | Durata t ms |  |  |  |  | Total
| 10 < t ≤ 200 | 200 < t ≤ 500 | 500 < t ≤ 1000 | 1000 < t ≤ 5000 | 5000 < t ≤ 60000
80 ≤ u < 90 | 0 | 0 | 0 | 0 | 0 | 0
70 ≤ u < 80 | 0 | 0 | 0 | 0 | 0 | 0
40 ≤ u < 70 | 0 | 0 | 0 | 0 | 0 | 0
5 ≤ u < 40 | 0 | 0 | 0 | 0 | 0 | 0
u < 5 | 0 | 0 | 0 | 0 | 0 | 0
Total | 0 | 0 | 0 | 0 | 0 | 0
VLUP29(PT 25 VALEA LUPULUI( SC YRISS CASA SRL ))¦ meter SN:1702334125532545
Tensiune reziduală u% | Durata t ms |  |  |  |  | Total
| 10 < t ≤ 200 | 200 < t ≤ 500 | 500 < t ≤ 1000 | 1000 < t ≤ 5000 | 5000 < t ≤ 60000
80 ≤ u < 90 | 0 | 0 | 0 | 0 | 0 | 0
70 ≤ u < 80 | 0 | 0 | 0 | 0 | 0 | 0
40 ≤ u < 70 | 0 | 0 | 0 | 0 | 0 | 0
5 ≤ u < 40 | 0 | 0 | 0 | 0 | 0 | 0
u < 5 | 0 | 0 | 0 | 0 | 0 | 0
Total | 0 | 0 | 0 | 0 | 0 | 0
VLUP30(PT 27 VALEA LUPULUI ( ZONA BLUE INVEST))¦ meter SN:1702334125532544
Tensiune reziduală u% | Durata t ms |  |  |  |  | Total
| 10 < t ≤ 200 | 200 < t ≤ 500 | 500 < t ≤ 1000 | 1000 < t ≤ 5000 | 5000 < t ≤ 60000
80 ≤ u < 90 | 0 | 0 | 0 | 0 | 0 | 0
70 ≤ u < 80 | 0 | 0 | 0 | 0 | 0 | 0
40 ≤ u < 70 | 0 | 0 | 0 | 0 | 0 | 0
5 ≤ u < 40 | 0 | 0 | 0 | 0 | 0 | 0
u < 5 | 0 | 0 | 0 | 0 | 0 | 0
Total | 0 | 0 | 0 | 0 | 0 | 0
VLUP31(PT 26 VALEA LUPULUI ( LOCUINTE MIHORDEA))¦ meter SN:1702434126595887
Tensiune reziduală u% | Durata t ms |  |  |  |  | Total
| 10 < t ≤ 200 | 200 < t ≤ 500 | 500 < t ≤ 1000 | 1000 < t ≤ 5000 | 5000 < t ≤ 60000
80 ≤ u < 90 | 0 | 0 | 0 | 1 | 0 | 1
70 ≤ u < 80 | 0 | 0 | 0 | 0 | 0 | 0
40 ≤ u < 70 | 0 | 0 | 0 | 0 | 0 | 0
5 ≤ u < 40 | 0 | 0 | 0 | 0 | 0 | 0
u < 5 | 0 | 0 | 0 | 0 | 0 | 0
Total | 0 | 0 | 0 | 1 | 0 | 1
VNTR01(PT 1 VANATORI)¦ meter SN:1702234122711337
Tensiune reziduală u% | Durata t ms |  |  |  |  | Total
| 10 < t ≤ 200 | 200 < t ≤ 500 | 500 < t ≤ 1000 | 1000 < t ≤ 5000 | 5000 < t ≤ 60000
80 ≤ u < 90 | 0 | 0 | 0 | 10 | 20 | 30
70 ≤ u < 80 | 0 | 0 | 0 | 0 | 0 | 0
40 ≤ u < 70 | 0 | 0 | 0 | 0 | 0 | 0
5 ≤ u < 40 | 0 | 0 | 0 | 0 | 0 | 0
u < 5 | 0 | 0 | 0 | 0 | 0 | 0
Total | 0 | 0 | 0 | 10 | 20 | 30
VNTR02(PT 2 VANATORI)¦ meter SN:1702234122711338
Tensiune reziduală u% | Durata t ms |  |  |  |  | Total
| 10 < t ≤ 200 | 200 < t ≤ 500 | 500 < t ≤ 1000 | 1000 < t ≤ 5000 | 5000 < t ≤ 60000
80 ≤ u < 90 | 0 | 0 | 0 | 40 | 41 | 81
70 ≤ u < 80 | 0 | 0 | 0 | 0 | 0 | 0
40 ≤ u < 70 | 0 | 0 | 0 | 0 | 0 | 0
5 ≤ u < 40 | 0 | 0 | 0 | 0 | 0 | 0
u < 5 | 0 | 0 | 0 | 0 | 0 | 0
Total | 0 | 0 | 0 | 40 | 41 | 81
VNTR03(PT 3 VANATORI)¦ meter SN:1702234122711333
Tensiune reziduală u% | Durata t ms |  |  |  |  | Total
| 10 < t ≤ 200 | 200 < t ≤ 500 | 500 < t ≤ 1000 | 1000 < t ≤ 5000 | 5000 < t ≤ 60000
80 ≤ u < 90 | 0 | 0 | 0 | 5 | 13 | 18
70 ≤ u < 80 | 0 | 0 | 0 | 0 | 0 | 0
40 ≤ u < 70 | 0 | 0 | 0 | 0 | 0 | 0
5 ≤ u < 40 | 0 | 0 | 0 | 0 | 0 | 0
u < 5 | 0 | 0 | 0 | 0 | 0 | 0
Total | 0 | 0 | 0 | 5 | 13 | 18
VNTR04(PT 4 VANATORI)¦ meter SN:1702234122711336
Tensiune reziduală u% | Durata t ms |  |  |  |  | Total
| 10 < t ≤ 200 | 200 < t ≤ 500 | 500 < t ≤ 1000 | 1000 < t ≤ 5000 | 5000 < t ≤ 60000
80 ≤ u < 90 | 0 | 0 | 0 | 3 | 12 | 15
70 ≤ u < 80 | 0 | 0 | 0 | 0 | 0 | 0
40 ≤ u < 70 | 0 | 0 | 0 | 0 | 0 | 0
5 ≤ u < 40 | 0 | 0 | 0 | 0 | 0 | 0
u < 5 | 0 | 0 | 0 | 0 | 0 | 0
Total | 0 | 0 | 0 | 3 | 12 | 15
VTRI01(PT 1 VULTURI)¦ meter SN:1702234122711409
Tensiune reziduală u% | Durata t ms |  |  |  |  | Total
| 10 < t ≤ 200 | 200 < t ≤ 500 | 500 < t ≤ 1000 | 1000 < t ≤ 5000 | 5000 < t ≤ 60000
80 ≤ u < 90 | 0 | 0 | 0 | 126 | 139 | 265
70 ≤ u < 80 | 0 | 0 | 0 | 0 | 0 | 0
40 ≤ u < 70 | 0 | 0 | 0 | 0 | 0 | 0
5 ≤ u < 40 | 0 | 0 | 0 | 0 | 0 | 0
u < 5 | 0 | 0 | 0 | 0 | 0 | 0
Total | 0 | 0 | 0 | 126 | 139 | 265
BIRN06(PT 6 GARA BIRNOVA)¦ meter SN:1702234123505926
Tensiune reziduală u% | Durata t ms |  |  |  |  | Total
| 10 < t ≤ 200 | 200 < t ≤ 500 | 500 < t ≤ 1000 | 1000 < t ≤ 5000 | 5000 < t ≤ 60000
80 ≤ u < 90 | 0 | 0 | 0 | 0 | 0 | 0
70 ≤ u < 80 | 0 | 0 | 0 | 0 | 0 | 0
40 ≤ u < 70 | 0 | 0 | 0 | 0 | 0 | 0
5 ≤ u < 40 | 0 | 0 | 0 | 0 | 0 | 0
u < 5 | 0 | 0 | 0 | 0 | 0 | 0
Total | 0 | 0 | 0 | 0 | 0 | 0
BLCI01(PT 1 BALCIU)¦ meter SN:1702234122645690
Tensiune reziduală u% | Durata t ms |  |  |  |  | Total
| 10 < t ≤ 200 | 200 < t ≤ 500 | 500 < t ≤ 1000 | 1000 < t ≤ 5000 | 5000 < t ≤ 60000
80 ≤ u < 90 | 0 | 0 | 0 | 0 | 0 | 0
70 ≤ u < 80 | 0 | 0 | 0 | 0 | 0 | 0
40 ≤ u < 70 | 0 | 0 | 0 | 0 | 0 | 0
5 ≤ u < 40 | 0 | 0 | 0 | 0 | 0 | 0
u < 5 | 0 | 0 | 0 | 0 | 0 | 0
Total | 0 | 0 | 0 | 0 | 0 | 0
BLCI04(PT 4 BALCIU (ALGINA ELECTRIC SRL))¦ meter SN:1702334125532555
Tensiune reziduală u% | Durata t ms |  |  |  |  | Total
| 10 < t ≤ 200 | 200 < t ≤ 500 | 500 < t ≤ 1000 | 1000 < t ≤ 5000 | 5000 < t ≤ 60000
80 ≤ u < 90 | 0 | 0 | 0 | 1 | 0 | 1
70 ≤ u < 80 | 0 | 0 | 0 | 0 | 0 | 0
40 ≤ u < 70 | 0 | 0 | 0 | 0 | 0 | 0
5 ≤ u < 40 | 0 | 0 | 0 | 0 | 0 | 0
u < 5 | 0 | 0 | 0 | 0 | 0 | 0
Total | 0 | 0 | 0 | 1 | 0 | 1
BORE01(PT 1 BORDEA)¦ meter SN:1702334125532597
Tensiune reziduală u% | Durata t ms |  |  |  |  | Total
| 10 < t ≤ 200 | 200 < t ≤ 500 | 500 < t ≤ 1000 | 1000 < t ≤ 5000 | 5000 < t ≤ 60000
80 ≤ u < 90 | 0 | 0 | 0 | 0 | 0 | 0
70 ≤ u < 80 | 0 | 0 | 0 | 0 | 0 | 0
40 ≤ u < 70 | 0 | 0 | 0 | 0 | 0 | 0
5 ≤ u < 40 | 0 | 0 | 0 | 0 | 0 | 0
u < 5 | 0 | 0 | 0 | 0 | 0 | 0
Total | 0 | 0 | 0 | 0 | 0 | 0
CIRB01(PT 1 CIURBESTI)¦ meter SN:1702334125532577
Tensiune reziduală u% | Durata t ms |  |  |  |  | Total
| 10 < t ≤ 200 | 200 < t ≤ 500 | 500 < t ≤ 1000 | 1000 < t ≤ 5000 | 5000 < t ≤ 60000
80 ≤ u < 90 | 0 | 0 | 0 | 0 | 0 | 0
70 ≤ u < 80 | 0 | 0 | 0 | 0 | 0 | 0
40 ≤ u < 70 | 0 | 0 | 0 | 0 | 0 | 0
5 ≤ u < 40 | 0 | 0 | 0 | 0 | 0 | 0
u < 5 | 0 | 0 | 0 | 0 | 0 | 0
Total | 0 | 0 | 0 | 0 | 0 | 0
CIUR01(PT 1 CIUREA)¦ meter SN:1009141000001175
Tensiune reziduală u% | Durata t ms |  |  |  |  | Total
| 10 < t ≤ 200 | 200 < t ≤ 500 | 500 < t ≤ 1000 | 1000 < t ≤ 5000 | 5000 < t ≤ 60000
80 ≤ u < 90 | 0 | 0 | 0 | 0 | 0 | 0
70 ≤ u < 80 | 0 | 0 | 0 | 0 | 0 | 0
40 ≤ u < 70 | 0 | 0 | 0 | 0 | 0 | 0
5 ≤ u < 40 | 0 | 0 | 0 | 0 | 0 | 0
u < 5 | 0 | 0 | 0 | 0 | 0 | 0
Total | 0 | 0 | 0 | 0 | 0 | 0
CIUR02(PT 2 CIUREA(GARA P. LUPULUI))¦ meter SN:1702334123978864
Tensiune reziduală u% | Durata t ms |  |  |  |  | Total
| 10 < t ≤ 200 | 200 < t ≤ 500 | 500 < t ≤ 1000 | 1000 < t ≤ 5000 | 5000 < t ≤ 60000
80 ≤ u < 90 | 0 | 0 | 0 | 1 | 0 | 1
70 ≤ u < 80 | 0 | 0 | 0 | 0 | 0 | 0
40 ≤ u < 70 | 0 | 0 | 0 | 0 | 0 | 0
5 ≤ u < 40 | 0 | 0 | 0 | 0 | 0 | 0
u < 5 | 0 | 0 | 0 | 0 | 0 | 0
Total | 0 | 0 | 0 | 1 | 0 | 1
CIUR05(PT 5 CFR CIUREA)¦ meter SN:1702234122645794
Tensiune reziduală u% | Durata t ms |  |  |  |  | Total
| 10 < t ≤ 200 | 200 < t ≤ 500 | 500 < t ≤ 1000 | 1000 < t ≤ 5000 | 5000 < t ≤ 60000
80 ≤ u < 90 | 0 | 0 | 0 | 706 | 72 | 778
70 ≤ u < 80 | 0 | 0 | 0 | 0 | 0 | 0
40 ≤ u < 70 | 0 | 0 | 0 | 0 | 0 | 0
5 ≤ u < 40 | 0 | 0 | 0 | 0 | 0 | 0
u < 5 | 0 | 0 | 0 | 0 | 0 | 0
Total | 0 | 0 | 0 | 706 | 72 | 778
CIUR06(PT 6 CIUREA)¦ meter SN:1702334125532576
Tensiune reziduală u% | Durata t ms |  |  |  |  | Total
| 10 < t ≤ 200 | 200 < t ≤ 500 | 500 < t ≤ 1000 | 1000 < t ≤ 5000 | 5000 < t ≤ 60000
80 ≤ u < 90 | 0 | 0 | 0 | 0 | 0 | 0
70 ≤ u < 80 | 0 | 0 | 0 | 0 | 0 | 0
40 ≤ u < 70 | 0 | 0 | 0 | 0 | 0 | 0
5 ≤ u < 40 | 0 | 0 | 0 | 0 | 0 | 0
u < 5 | 0 | 0 | 0 | 0 | 0 | 0
Total | 0 | 0 | 0 | 0 | 0 | 0
CIUR06(PT 6 CIUREA)¦ meter SN:1702334125532579
Tensiune reziduală u% | Durata t ms |  |  |  |  | Total
| 10 < t ≤ 200 | 200 < t ≤ 500 | 500 < t ≤ 1000 | 1000 < t ≤ 5000 | 5000 < t ≤ 60000
80 ≤ u < 90 | 0 | 0 | 0 | 0 | 0 | 0
70 ≤ u < 80 | 0 | 0 | 0 | 0 | 0 | 0
40 ≤ u < 70 | 0 | 0 | 0 | 0 | 0 | 0
5 ≤ u < 40 | 0 | 0 | 0 | 0 | 0 | 0
u < 5 | 0 | 0 | 0 | 0 | 0 | 0
Total | 0 | 0 | 0 | 0 | 0 | 0
CIUR07(PT 2 SMA CIUREA)¦ meter SN:1702334125532532
Tensiune reziduală u% | Durata t ms |  |  |  |  | Total
| 10 < t ≤ 200 | 200 < t ≤ 500 | 500 < t ≤ 1000 | 1000 < t ≤ 5000 | 5000 < t ≤ 60000
80 ≤ u < 90 | 0 | 0 | 0 | 0 | 0 | 0
70 ≤ u < 80 | 0 | 0 | 0 | 0 | 0 | 0
40 ≤ u < 70 | 0 | 0 | 0 | 0 | 0 | 0
5 ≤ u < 40 | 0 | 0 | 0 | 0 | 0 | 0
u < 5 | 0 | 0 | 0 | 0 | 0 | 0
Total | 0 | 0 | 0 | 0 | 0 | 0
CURA01(PT 1 CURATURI)¦ meter SN:1702234122711406
Tensiune reziduală u% | Durata t ms |  |  |  |  | Total
| 10 < t ≤ 200 | 200 < t ≤ 500 | 500 < t ≤ 1000 | 1000 < t ≤ 5000 | 5000 < t ≤ 60000
80 ≤ u < 90 | 0 | 0 | 0 | 4 | 3 | 7
70 ≤ u < 80 | 0 | 0 | 0 | 0 | 0 | 0
40 ≤ u < 70 | 0 | 0 | 0 | 0 | 0 | 0
5 ≤ u < 40 | 0 | 0 | 0 | 0 | 0 | 0
u < 5 | 0 | 0 | 0 | 0 | 0 | 0
Total | 0 | 0 | 0 | 4 | 3 | 7
CURA02(PT 2 CURATURI)¦ meter SN:1702234122711396
Tensiune reziduală u% | Durata t ms |  |  |  |  | Total
| 10 < t ≤ 200 | 200 < t ≤ 500 | 500 < t ≤ 1000 | 1000 < t ≤ 5000 | 5000 < t ≤ 60000
80 ≤ u < 90 | 0 | 0 | 0 | 27 | 13 | 40
70 ≤ u < 80 | 0 | 0 | 0 | 0 | 0 | 0
40 ≤ u < 70 | 0 | 0 | 0 | 0 | 0 | 0
5 ≤ u < 40 | 0 | 0 | 0 | 0 | 0 | 0
u < 5 | 0 | 0 | 0 | 0 | 0 | 0
Total | 0 | 0 | 0 | 27 | 13 | 40
DMBC01(PT 1 DUMBRAVA)¦ meter SN:1702234122645824
Tensiune reziduală u% | Durata t ms |  |  |  |  | Total
| 10 < t ≤ 200 | 200 < t ≤ 500 | 500 < t ≤ 1000 | 1000 < t ≤ 5000 | 5000 < t ≤ 60000
80 ≤ u < 90 | 0 | 0 | 0 | 0 | 0 | 0
70 ≤ u < 80 | 0 | 0 | 0 | 0 | 0 | 0
40 ≤ u < 70 | 0 | 0 | 0 | 0 | 0 | 0
5 ≤ u < 40 | 0 | 0 | 0 | 0 | 0 | 0
u < 5 | 0 | 0 | 0 | 0 | 0 | 0
Total | 0 | 0 | 0 | 0 | 0 | 0
DMBC02(PT 1 PISCICOLA DUMBRAVA)¦ meter SN:1702334125532569
Tensiune reziduală u% | Durata t ms |  |  |  |  | Total
| 10 < t ≤ 200 | 200 < t ≤ 500 | 500 < t ≤ 1000 | 1000 < t ≤ 5000 | 5000 < t ≤ 60000
80 ≤ u < 90 | 0 | 0 | 0 | 0 | 15 | 15
70 ≤ u < 80 | 0 | 0 | 0 | 0 | 0 | 0
40 ≤ u < 70 | 0 | 0 | 0 | 0 | 0 | 0
5 ≤ u < 40 | 0 | 0 | 0 | 0 | 0 | 0
u < 5 | 0 | 0 | 0 | 0 | 0 | 0
Total | 0 | 0 | 0 | 0 | 15 | 15
DMBC04(PT 4 DUMBRAVA)¦ meter SN:1702234122645822
Tensiune reziduală u% | Durata t ms |  |  |  |  | Total
| 10 < t ≤ 200 | 200 < t ≤ 500 | 500 < t ≤ 1000 | 1000 < t ≤ 5000 | 5000 < t ≤ 60000
80 ≤ u < 90 | 0 | 0 | 0 | 207 | 160 | 367
70 ≤ u < 80 | 0 | 0 | 0 | 0 | 0 | 0
40 ≤ u < 70 | 0 | 0 | 0 | 0 | 0 | 0
5 ≤ u < 40 | 0 | 0 | 0 | 0 | 0 | 0
u < 5 | 0 | 0 | 0 | 0 | 0 | 0
Total | 0 | 0 | 0 | 207 | 160 | 367
DMBC05(PT 5 DUMBRAVA)¦ meter SN:1702334125532598
Tensiune reziduală u% | Durata t ms |  |  |  |  | Total
| 10 < t ≤ 200 | 200 < t ≤ 500 | 500 < t ≤ 1000 | 1000 < t ≤ 5000 | 5000 < t ≤ 60000
80 ≤ u < 90 | 0 | 0 | 0 | 0 | 0 | 0
70 ≤ u < 80 | 0 | 0 | 0 | 0 | 0 | 0
40 ≤ u < 70 | 0 | 0 | 0 | 0 | 0 | 0
5 ≤ u < 40 | 0 | 0 | 0 | 0 | 0 | 0
u < 5 | 0 | 0 | 0 | 0 | 0 | 0
Total | 0 | 0 | 0 | 0 | 0 | 0
HORP01(PT 1 HORPAZ)¦ meter SN:1702234122645791
Tensiune reziduală u% | Durata t ms |  |  |  |  | Total
| 10 < t ≤ 200 | 200 < t ≤ 500 | 500 < t ≤ 1000 | 1000 < t ≤ 5000 | 5000 < t ≤ 60000
80 ≤ u < 90 | 0 | 0 | 0 | 6 | 0 | 6
70 ≤ u < 80 | 0 | 0 | 0 | 0 | 0 | 0
40 ≤ u < 70 | 0 | 0 | 0 | 0 | 0 | 0
5 ≤ u < 40 | 0 | 0 | 0 | 0 | 0 | 0
u < 5 | 0 | 0 | 0 | 0 | 0 | 0
Total | 0 | 0 | 0 | 6 | 0 | 6
HORP02(PT 2 HORPAZ)¦ meter SN:1702234122711276
Tensiune reziduală u% | Durata t ms |  |  |  |  | Total
| 10 < t ≤ 200 | 200 < t ≤ 500 | 500 < t ≤ 1000 | 1000 < t ≤ 5000 | 5000 < t ≤ 60000
80 ≤ u < 90 | 0 | 0 | 0 | 6 | 0 | 6
70 ≤ u < 80 | 0 | 0 | 0 | 0 | 0 | 0
40 ≤ u < 70 | 0 | 0 | 0 | 0 | 0 | 0
5 ≤ u < 40 | 0 | 0 | 0 | 0 | 0 | 0
u < 5 | 0 | 0 | 0 | 0 | 0 | 0
Total | 0 | 0 | 0 | 6 | 0 | 6
HORP06(PT 6 HORPAZ)¦ meter SN:1702234122645858
Tensiune reziduală u% | Durata t ms |  |  |  |  | Total
| 10 < t ≤ 200 | 200 < t ≤ 500 | 500 < t ≤ 1000 | 1000 < t ≤ 5000 | 5000 < t ≤ 60000
80 ≤ u < 90 | 0 | 0 | 0 | 1 | 0 | 1
70 ≤ u < 80 | 0 | 0 | 0 | 0 | 0 | 0
40 ≤ u < 70 | 0 | 0 | 0 | 0 | 0 | 0
5 ≤ u < 40 | 0 | 0 | 0 | 0 | 0 | 0
u < 5 | 0 | 0 | 0 | 0 | 0 | 0
Total | 0 | 0 | 0 | 1 | 0 | 1
HORP10(PTAV 10 HORPAZ LOCUINTE CIUBOTARIU ELENA)¦ meter SN:1702234122645790
Tensiune reziduală u% | Durata t ms |  |  |  |  | Total
| 10 < t ≤ 200 | 200 < t ≤ 500 | 500 < t ≤ 1000 | 1000 < t ≤ 5000 | 5000 < t ≤ 60000
80 ≤ u < 90 | 0 | 0 | 0 | 0 | 0 | 0
70 ≤ u < 80 | 0 | 0 | 0 | 0 | 0 | 0
40 ≤ u < 70 | 0 | 0 | 0 | 0 | 0 | 0
5 ≤ u < 40 | 0 | 0 | 0 | 0 | 0 | 0
u < 5 | 0 | 0 | 0 | 0 | 0 | 0
Total | 0 | 0 | 0 | 0 | 0 | 0
HORP11(PT 11 HORPAZ (WOSPAL SRL))¦ meter SN:1702234122645723
Tensiune reziduală u% | Durata t ms |  |  |  |  | Total
| 10 < t ≤ 200 | 200 < t ≤ 500 | 500 < t ≤ 1000 | 1000 < t ≤ 5000 | 5000 < t ≤ 60000
80 ≤ u < 90 | 0 | 0 | 0 | 0 | 0 | 0
70 ≤ u < 80 | 0 | 0 | 0 | 0 | 0 | 0
40 ≤ u < 70 | 0 | 0 | 0 | 0 | 0 | 0
5 ≤ u < 40 | 0 | 0 | 0 | 0 | 0 | 0
u < 5 | 0 | 0 | 0 | 0 | 0 | 0
Total | 0 | 0 | 0 | 0 | 0 | 0
HORP12(PTAV 12 (LOCUINTE CIUBOTARU GHEORGHE))¦ meter SN:1702334125532530
Tensiune reziduală u% | Durata t ms |  |  |  |  | Total
| 10 < t ≤ 200 | 200 < t ≤ 500 | 500 < t ≤ 1000 | 1000 < t ≤ 5000 | 5000 < t ≤ 60000
80 ≤ u < 90 | 0 | 0 | 0 | 0 | 0 | 0
70 ≤ u < 80 | 0 | 0 | 0 | 0 | 0 | 0
40 ≤ u < 70 | 0 | 0 | 0 | 0 | 0 | 0
5 ≤ u < 40 | 0 | 0 | 0 | 0 | 0 | 0
u < 5 | 0 | 0 | 0 | 0 | 0 | 0
Total | 0 | 0 | 0 | 0 | 0 | 0
HORP13(PT 3 EZARENI)¦ meter SN:1702234122711411
Tensiune reziduală u% | Durata t ms |  |  |  |  | Total
| 10 < t ≤ 200 | 200 < t ≤ 500 | 500 < t ≤ 1000 | 1000 < t ≤ 5000 | 5000 < t ≤ 60000
80 ≤ u < 90 | 0 | 0 | 0 | 4 | 0 | 4
70 ≤ u < 80 | 0 | 0 | 0 | 0 | 0 | 0
40 ≤ u < 70 | 0 | 0 | 0 | 0 | 0 | 0
5 ≤ u < 40 | 0 | 0 | 0 | 0 | 0 | 0
u < 5 | 0 | 0 | 0 | 0 | 0 | 0
Total | 0 | 0 | 0 | 4 | 0 | 4
HORP14(PT 4 ST. SORT EZARENI)¦ meter SN:1702234122711413
Tensiune reziduală u% | Durata t ms |  |  |  |  | Total
| 10 < t ≤ 200 | 200 < t ≤ 500 | 500 < t ≤ 1000 | 1000 < t ≤ 5000 | 5000 < t ≤ 60000
80 ≤ u < 90 | 0 | 0 | 0 | 2 | 0 | 2
70 ≤ u < 80 | 0 | 0 | 0 | 0 | 0 | 0
40 ≤ u < 70 | 0 | 0 | 0 | 0 | 0 | 0
5 ≤ u < 40 | 0 | 0 | 0 | 0 | 0 | 0
u < 5 | 0 | 0 | 0 | 0 | 0 | 0
Total | 0 | 0 | 0 | 2 | 0 | 2
HORP15(PTAV 13 HORPAZ)¦ meter SN:1702334125532516
Tensiune reziduală u% | Durata t ms |  |  |  |  | Total
| 10 < t ≤ 200 | 200 < t ≤ 500 | 500 < t ≤ 1000 | 1000 < t ≤ 5000 | 5000 < t ≤ 60000
80 ≤ u < 90 | 0 | 0 | 0 | 1 | 0 | 1
70 ≤ u < 80 | 0 | 0 | 0 | 0 | 0 | 0
40 ≤ u < 70 | 0 | 0 | 0 | 0 | 0 | 0
5 ≤ u < 40 | 0 | 0 | 0 | 0 | 0 | 0
u < 5 | 0 | 0 | 0 | 0 | 0 | 0
Total | 0 | 0 | 0 | 1 | 0 | 1
HORP17(PT POMPE BAZA EZARENI)¦ meter SN:1702234122711412
Tensiune reziduală u% | Durata t ms |  |  |  |  | Total
| 10 < t ≤ 200 | 200 < t ≤ 500 | 500 < t ≤ 1000 | 1000 < t ≤ 5000 | 5000 < t ≤ 60000
80 ≤ u < 90 | 0 | 0 | 0 | 4 | 0 | 4
70 ≤ u < 80 | 0 | 0 | 0 | 0 | 0 | 0
40 ≤ u < 70 | 0 | 0 | 0 | 0 | 0 | 0
5 ≤ u < 40 | 0 | 0 | 0 | 0 | 0 | 0
u < 5 | 0 | 0 | 0 | 0 | 0 | 0
Total | 0 | 0 | 0 | 4 | 0 | 4
LUCE01(PT 1 LUNCA CETATUII)¦ meter SN:1009141000000704
Tensiune reziduală u% | Durata t ms |  |  |  |  | Total
| 10 < t ≤ 200 | 200 < t ≤ 500 | 500 < t ≤ 1000 | 1000 < t ≤ 5000 | 5000 < t ≤ 60000
80 ≤ u < 90 | 0 | 0 | 0 | 0 | 0 | 0
70 ≤ u < 80 | 0 | 0 | 0 | 0 | 0 | 0
40 ≤ u < 70 | 0 | 0 | 0 | 0 | 0 | 0
5 ≤ u < 40 | 0 | 0 | 0 | 0 | 0 | 0
u < 5 | 0 | 0 | 0 | 0 | 0 | 0
Total | 0 | 0 | 0 | 0 | 0 | 0
LUCE03(PT 3 BLOCURI LUNCA CETATUII)¦ meter SN:1702334125532533
Tensiune reziduală u% | Durata t ms |  |  |  |  | Total
| 10 < t ≤ 200 | 200 < t ≤ 500 | 500 < t ≤ 1000 | 1000 < t ≤ 5000 | 5000 < t ≤ 60000
80 ≤ u < 90 | 0 | 0 | 0 | 0 | 0 | 0
70 ≤ u < 80 | 0 | 0 | 0 | 0 | 0 | 0
40 ≤ u < 70 | 0 | 0 | 0 | 0 | 0 | 0
5 ≤ u < 40 | 0 | 0 | 0 | 0 | 0 | 0
u < 5 | 0 | 0 | 0 | 0 | 0 | 0
Total | 0 | 0 | 0 | 0 | 0 | 0
LUCE04(PT 4 LUNCA CETATUII)¦ meter SN:1702334124027436
Tensiune reziduală u% | Durata t ms |  |  |  |  | Total
| 10 < t ≤ 200 | 200 < t ≤ 500 | 500 < t ≤ 1000 | 1000 < t ≤ 5000 | 5000 < t ≤ 60000
80 ≤ u < 90 | 0 | 0 | 0 | 0 | 0 | 0
70 ≤ u < 80 | 0 | 0 | 0 | 0 | 0 | 0
40 ≤ u < 70 | 0 | 0 | 0 | 0 | 0 | 0
5 ≤ u < 40 | 0 | 0 | 0 | 0 | 0 | 0
u < 5 | 0 | 0 | 0 | 0 | 0 | 0
Total | 0 | 0 | 0 | 0 | 0 | 0
LUCE05(PT 5 LUNCA CETATUII)¦ meter SN:1702334124027438
Tensiune reziduală u% | Durata t ms |  |  |  |  | Total
| 10 < t ≤ 200 | 200 < t ≤ 500 | 500 < t ≤ 1000 | 1000 < t ≤ 5000 | 5000 < t ≤ 60000
80 ≤ u < 90 | 0 | 0 | 0 | 0 | 0 | 0
70 ≤ u < 80 | 0 | 0 | 0 | 0 | 0 | 0
40 ≤ u < 70 | 0 | 0 | 0 | 0 | 0 | 0
5 ≤ u < 40 | 0 | 0 | 0 | 0 | 0 | 0
u < 5 | 0 | 0 | 0 | 0 | 0 | 0
Total | 0 | 0 | 0 | 0 | 0 | 0
LUCE06(PTZ 6 LUNCA CETATUII)¦ meter SN:1702334124027437
Tensiune reziduală u% | Durata t ms |  |  |  |  | Total
| 10 < t ≤ 200 | 200 < t ≤ 500 | 500 < t ≤ 1000 | 1000 < t ≤ 5000 | 5000 < t ≤ 60000
80 ≤ u < 90 | 0 | 0 | 0 | 0 | 0 | 0
70 ≤ u < 80 | 0 | 0 | 0 | 0 | 0 | 0
40 ≤ u < 70 | 0 | 0 | 0 | 0 | 0 | 0
5 ≤ u < 40 | 0 | 0 | 0 | 0 | 0 | 0
u < 5 | 0 | 0 | 0 | 0 | 0 | 0
Total | 0 | 0 | 0 | 0 | 0 | 0
LUCE07(PT 7 LUNCA CETATUII)¦ meter SN:1702234122711307
Tensiune reziduală u% | Durata t ms |  |  |  |  | Total
| 10 < t ≤ 200 | 200 < t ≤ 500 | 500 < t ≤ 1000 | 1000 < t ≤ 5000 | 5000 < t ≤ 60000
80 ≤ u < 90 | 0 | 0 | 0 | 7262 | 8092 | 15354
70 ≤ u < 80 | 0 | 0 | 0 | 0 | 0 | 0
40 ≤ u < 70 | 0 | 0 | 0 | 0 | 0 | 0
5 ≤ u < 40 | 0 | 0 | 0 | 0 | 0 | 0
u < 5 | 0 | 0 | 0 | 0 | 0 | 0
Total | 0 | 0 | 0 | 7262 | 8092 | 15354
LUCE08(PT 8 LUNCA CETATUII)¦ meter SN:1702234122645792
Tensiune reziduală u% | Durata t ms |  |  |  |  | Total
| 10 < t ≤ 200 | 200 < t ≤ 500 | 500 < t ≤ 1000 | 1000 < t ≤ 5000 | 5000 < t ≤ 60000
80 ≤ u < 90 | 0 | 0 | 0 | 3 | 0 | 3
70 ≤ u < 80 | 0 | 0 | 0 | 0 | 0 | 0
40 ≤ u < 70 | 0 | 0 | 0 | 0 | 0 | 0
5 ≤ u < 40 | 0 | 0 | 0 | 0 | 0 | 0
u < 5 | 0 | 0 | 0 | 0 | 0 | 0
Total | 0 | 0 | 0 | 3 | 0 | 3
LUCE11(PT 11 LUNCA CETATUII)¦ meter SN:1702334125532531
Tensiune reziduală u% | Durata t ms |  |  |  |  | Total
| 10 < t ≤ 200 | 200 < t ≤ 500 | 500 < t ≤ 1000 | 1000 < t ≤ 5000 | 5000 < t ≤ 60000
80 ≤ u < 90 | 0 | 0 | 0 | 0 | 0 | 0
70 ≤ u < 80 | 0 | 0 | 0 | 0 | 0 | 0
40 ≤ u < 70 | 0 | 0 | 0 | 0 | 0 | 0
5 ≤ u < 40 | 0 | 0 | 0 | 0 | 0 | 0
u < 5 | 0 | 0 | 0 | 0 | 0 | 0
Total | 0 | 0 | 0 | 0 | 0 | 0
LUCE12(PT 10 LUNCA CETATUII)¦ meter SN:1702334124027440
Tensiune reziduală u% | Durata t ms |  |  |  |  | Total
| 10 < t ≤ 200 | 200 < t ≤ 500 | 500 < t ≤ 1000 | 1000 < t ≤ 5000 | 5000 < t ≤ 60000
80 ≤ u < 90 | 0 | 0 | 0 | 0 | 0 | 0
70 ≤ u < 80 | 0 | 0 | 0 | 0 | 0 | 0
40 ≤ u < 70 | 0 | 0 | 0 | 0 | 0 | 0
5 ≤ u < 40 | 0 | 0 | 0 | 0 | 0 | 0
u < 5 | 0 | 0 | 0 | 0 | 0 | 0
Total | 0 | 0 | 0 | 0 | 0 | 0
LUCE14(PT 12 LUNCA CETATUII (BLOC TARCAN VICTOR ))¦ meter SN:1702434125831861
Tensiune reziduală u% | Durata t ms |  |  |  |  | Total
| 10 < t ≤ 200 | 200 < t ≤ 500 | 500 < t ≤ 1000 | 1000 < t ≤ 5000 | 5000 < t ≤ 60000
80 ≤ u < 90 | 0 | 0 | 0 | 0 | 0 | 0
70 ≤ u < 80 | 0 | 0 | 0 | 0 | 0 | 0
40 ≤ u < 70 | 0 | 0 | 0 | 0 | 0 | 0
5 ≤ u < 40 | 0 | 0 | 0 | 0 | 0 | 0
u < 5 | 0 | 0 | 0 | 0 | 0 | 0
Total | 0 | 0 | 0 | 0 | 0 | 0
LUCE14(PT 12 LUNCA CETATUII (BLOC TARCAN VICTOR ))¦ meter SN:1702434125831864
Tensiune reziduală u% | Durata t ms |  |  |  |  | Total
| 10 < t ≤ 200 | 200 < t ≤ 500 | 500 < t ≤ 1000 | 1000 < t ≤ 5000 | 5000 < t ≤ 60000
80 ≤ u < 90 | 0 | 0 | 0 | 0 | 0 | 0
70 ≤ u < 80 | 0 | 0 | 0 | 0 | 0 | 0
40 ≤ u < 70 | 0 | 0 | 0 | 0 | 0 | 0
5 ≤ u < 40 | 0 | 0 | 0 | 0 | 0 | 0
u < 5 | 0 | 0 | 0 | 0 | 0 | 0
Total | 0 | 0 | 0 | 0 | 0 | 0
LUCE16(PT 16 LUNCA CETATUII SC CAT CONSTRUCT GRUP SRL)¦ meter SN:1702234122711306
Tensiune reziduală u% | Durata t ms |  |  |  |  | Total
| 10 < t ≤ 200 | 200 < t ≤ 500 | 500 < t ≤ 1000 | 1000 < t ≤ 5000 | 5000 < t ≤ 60000
80 ≤ u < 90 | 0 | 0 | 0 | 4 | 0 | 4
70 ≤ u < 80 | 0 | 0 | 0 | 0 | 0 | 0
40 ≤ u < 70 | 0 | 0 | 0 | 0 | 0 | 0
5 ≤ u < 40 | 0 | 0 | 0 | 0 | 0 | 0
u < 5 | 0 | 0 | 0 | 0 | 0 | 0
Total | 0 | 0 | 0 | 4 | 0 | 4
LUCE16(PT 16 LUNCA CETATUII SC CAT CONSTRUCT GRUP SRL)¦ meter SN:1702334123717732
Tensiune reziduală u% | Durata t ms |  |  |  |  | Total
| 10 < t ≤ 200 | 200 < t ≤ 500 | 500 < t ≤ 1000 | 1000 < t ≤ 5000 | 5000 < t ≤ 60000
80 ≤ u < 90 | 0 | 0 | 0 | 5 | 0 | 5
70 ≤ u < 80 | 0 | 0 | 0 | 0 | 0 | 0
40 ≤ u < 70 | 0 | 0 | 0 | 0 | 0 | 0
5 ≤ u < 40 | 0 | 0 | 0 | 0 | 0 | 0
u < 5 | 0 | 0 | 0 | 0 | 0 | 0
Total | 0 | 0 | 0 | 5 | 0 | 5
LUCE17(PTAV 17 LUNCA CETATUII BLOCURI)¦ meter SN:1702334123717802
Tensiune reziduală u% | Durata t ms |  |  |  |  | Total
| 10 < t ≤ 200 | 200 < t ≤ 500 | 500 < t ≤ 1000 | 1000 < t ≤ 5000 | 5000 < t ≤ 60000
80 ≤ u < 90 | 0 | 0 | 0 | 2 | 0 | 2
70 ≤ u < 80 | 0 | 0 | 0 | 0 | 0 | 0
40 ≤ u < 70 | 0 | 0 | 0 | 0 | 0 | 0
5 ≤ u < 40 | 0 | 0 | 0 | 0 | 0 | 0
u < 5 | 0 | 0 | 0 | 0 | 0 | 0
Total | 0 | 0 | 0 | 2 | 0 | 2
LUCE17(PTAV 17 LUNCA CETATUII BLOCURI)¦ meter SN:1702334123717804
Tensiune reziduală u% | Durata t ms |  |  |  |  | Total
| 10 < t ≤ 200 | 200 < t ≤ 500 | 500 < t ≤ 1000 | 1000 < t ≤ 5000 | 5000 < t ≤ 60000
80 ≤ u < 90 | 0 | 0 | 0 | 0 | 0 | 0
70 ≤ u < 80 | 0 | 0 | 0 | 0 | 0 | 0
40 ≤ u < 70 | 0 | 0 | 0 | 0 | 0 | 0
5 ≤ u < 40 | 0 | 0 | 0 | 0 | 0 | 0
u < 5 | 0 | 0 | 0 | 0 | 0 | 0
Total | 0 | 0 | 0 | 0 | 0 | 0
LUCE18(PT 18 LUNCA CETATUII BLOC SC DELTAPLAN)¦ meter SN:1702334125532557
Tensiune reziduală u% | Durata t ms |  |  |  |  | Total
| 10 < t ≤ 200 | 200 < t ≤ 500 | 500 < t ≤ 1000 | 1000 < t ≤ 5000 | 5000 < t ≤ 60000
80 ≤ u < 90 | 0 | 0 | 0 | 0 | 0 | 0
70 ≤ u < 80 | 0 | 0 | 0 | 0 | 0 | 0
40 ≤ u < 70 | 0 | 0 | 0 | 0 | 0 | 0
5 ≤ u < 40 | 0 | 0 | 0 | 0 | 0 | 0
u < 5 | 0 | 0 | 0 | 0 | 0 | 0
Total | 0 | 0 | 0 | 0 | 0 | 0
LUCE19(PTAV 19 LUNCA CETATUII (SC DEN YU CONSTRUCT SRL))¦ meter SN:1702234122711329
Tensiune reziduală u% | Durata t ms |  |  |  |  | Total
| 10 < t ≤ 200 | 200 < t ≤ 500 | 500 < t ≤ 1000 | 1000 < t ≤ 5000 | 5000 < t ≤ 60000
80 ≤ u < 90 | 0 | 0 | 0 | 2 | 0 | 2
70 ≤ u < 80 | 0 | 0 | 0 | 0 | 0 | 0
40 ≤ u < 70 | 0 | 0 | 0 | 0 | 0 | 0
5 ≤ u < 40 | 0 | 0 | 0 | 0 | 0 | 0
u < 5 | 0 | 0 | 0 | 0 | 0 | 0
Total | 0 | 0 | 0 | 2 | 0 | 2
LUCE22(PT 22 LUNCA CETATUII(LOCUINTE SC CAT CONSTRUCT SRL))¦ meter SN:1702334123978862
Tensiune reziduală u% | Durata t ms |  |  |  |  | Total
| 10 < t ≤ 200 | 200 < t ≤ 500 | 500 < t ≤ 1000 | 1000 < t ≤ 5000 | 5000 < t ≤ 60000
80 ≤ u < 90 | 0 | 0 | 0 | 9 | 0 | 9
70 ≤ u < 80 | 0 | 0 | 0 | 0 | 0 | 0
40 ≤ u < 70 | 0 | 0 | 0 | 0 | 0 | 0
5 ≤ u < 40 | 0 | 0 | 0 | 0 | 0 | 0
u < 5 | 0 | 0 | 0 | 0 | 0 | 0
Total | 0 | 0 | 0 | 9 | 0 | 9
LUCE25(PT 15 LUNCA CETATUII 1KV)¦ meter SN:1702434125831863
Tensiune reziduală u% | Durata t ms |  |  |  |  | Total
| 10 < t ≤ 200 | 200 < t ≤ 500 | 500 < t ≤ 1000 | 1000 < t ≤ 5000 | 5000 < t ≤ 60000
80 ≤ u < 90 | 0 | 0 | 0 | 0 | 0 | 0
70 ≤ u < 80 | 0 | 0 | 0 | 0 | 0 | 0
40 ≤ u < 70 | 0 | 0 | 0 | 0 | 0 | 0
5 ≤ u < 40 | 0 | 0 | 0 | 0 | 0 | 0
u < 5 | 0 | 0 | 0 | 0 | 0 | 0
Total | 0 | 0 | 0 | 0 | 0 | 0
LUCE33(PT 23 LUNCA CETATUII (MKD RESIDENCE))¦ meter SN:1702334123717734
Tensiune reziduală u% | Durata t ms |  |  |  |  | Total
| 10 < t ≤ 200 | 200 < t ≤ 500 | 500 < t ≤ 1000 | 1000 < t ≤ 5000 | 5000 < t ≤ 60000
80 ≤ u < 90 | 0 | 0 | 0 | 2 | 0 | 2
70 ≤ u < 80 | 0 | 0 | 0 | 0 | 0 | 0
40 ≤ u < 70 | 0 | 0 | 0 | 0 | 0 | 0
5 ≤ u < 40 | 0 | 0 | 0 | 0 | 0 | 0
u < 5 | 0 | 0 | 0 | 0 | 0 | 0
Total | 0 | 0 | 0 | 2 | 0 | 2
LUCE35(PTAV 25 LUNCA CETATUII (SC MKD RESIDENCE SRL))¦ meter SN:1702434126588478
Tensiune reziduală u% | Durata t ms |  |  |  |  | Total
| 10 < t ≤ 200 | 200 < t ≤ 500 | 500 < t ≤ 1000 | 1000 < t ≤ 5000 | 5000 < t ≤ 60000
80 ≤ u < 90 | 0 | 0 | 0 | 0 | 0 | 0
70 ≤ u < 80 | 0 | 0 | 0 | 0 | 0 | 0
40 ≤ u < 70 | 0 | 0 | 0 | 0 | 0 | 0
5 ≤ u < 40 | 0 | 0 | 0 | 0 | 0 | 0
u < 5 | 0 | 0 | 0 | 0 | 0 | 0
Total | 0 | 0 | 0 | 0 | 0 | 0
LUCE35(PTAV 25 LUNCA CETATUII (SC MKD RESIDENCE SRL))¦ meter SN:1702434126588479
Tensiune reziduală u% | Durata t ms |  |  |  |  | Total
| 10 < t ≤ 200 | 200 < t ≤ 500 | 500 < t ≤ 1000 | 1000 < t ≤ 5000 | 5000 < t ≤ 60000
80 ≤ u < 90 | 0 | 0 | 0 | 0 | 0 | 0
70 ≤ u < 80 | 0 | 0 | 0 | 0 | 0 | 0
40 ≤ u < 70 | 0 | 0 | 0 | 0 | 0 | 0
5 ≤ u < 40 | 0 | 0 | 0 | 0 | 0 | 0
u < 5 | 0 | 0 | 0 | 0 | 0 | 0
Total | 0 | 0 | 0 | 0 | 0 | 0
MIRO01(PT 1 MIROSLAVA ( SCOALA ))¦ meter SN:1702234122711388
Tensiune reziduală u% | Durata t ms |  |  |  |  | Total
| 10 < t ≤ 200 | 200 < t ≤ 500 | 500 < t ≤ 1000 | 1000 < t ≤ 5000 | 5000 < t ≤ 60000
80 ≤ u < 90 | 0 | 0 | 0 | 4 | 0 | 4
70 ≤ u < 80 | 0 | 0 | 0 | 0 | 0 | 0
40 ≤ u < 70 | 0 | 0 | 0 | 0 | 0 | 0
5 ≤ u < 40 | 0 | 0 | 0 | 0 | 0 | 0
u < 5 | 0 | 0 | 0 | 0 | 0 | 0
Total | 0 | 0 | 0 | 4 | 0 | 4
MIRO01(PT 1 MIROSLAVA ( SCOALA ))¦ meter SN:1702334125532604
Tensiune reziduală u% | Durata t ms |  |  |  |  | Total
| 10 < t ≤ 200 | 200 < t ≤ 500 | 500 < t ≤ 1000 | 1000 < t ≤ 5000 | 5000 < t ≤ 60000
80 ≤ u < 90 | 0 | 0 | 0 | 0 | 0 | 0
70 ≤ u < 80 | 0 | 0 | 0 | 0 | 0 | 0
40 ≤ u < 70 | 0 | 0 | 0 | 0 | 0 | 0
5 ≤ u < 40 | 0 | 0 | 0 | 0 | 0 | 0
u < 5 | 0 | 0 | 0 | 0 | 0 | 0
Total | 0 | 0 | 0 | 0 | 0 | 0
MIRO02(PTA 2 MIROSLAVA)¦ meter SN:1702234123505921
Tensiune reziduală u% | Durata t ms |  |  |  |  | Total
| 10 < t ≤ 200 | 200 < t ≤ 500 | 500 < t ≤ 1000 | 1000 < t ≤ 5000 | 5000 < t ≤ 60000
80 ≤ u < 90 | 0 | 0 | 0 | 12 | 0 | 12
70 ≤ u < 80 | 0 | 0 | 0 | 0 | 0 | 0
40 ≤ u < 70 | 0 | 0 | 0 | 0 | 0 | 0
5 ≤ u < 40 | 0 | 0 | 0 | 0 | 0 | 0
u < 5 | 0 | 0 | 0 | 0 | 0 | 0
Total | 0 | 0 | 0 | 12 | 0 | 12
MIRO04(PTA 4 MIROSLAVA)¦ meter SN:1702234122711390
Tensiune reziduală u% | Durata t ms |  |  |  |  | Total
| 10 < t ≤ 200 | 200 < t ≤ 500 | 500 < t ≤ 1000 | 1000 < t ≤ 5000 | 5000 < t ≤ 60000
80 ≤ u < 90 | 0 | 0 | 0 | 1 | 0 | 1
70 ≤ u < 80 | 0 | 0 | 0 | 0 | 0 | 0
40 ≤ u < 70 | 0 | 0 | 0 | 0 | 0 | 0
5 ≤ u < 40 | 0 | 0 | 0 | 0 | 0 | 0
u < 5 | 0 | 0 | 0 | 0 | 0 | 0
Total | 0 | 0 | 0 | 1 | 0 | 1
MIRO05(PT 5 MIROSLAVA)¦ meter SN:1702234122711327
Tensiune reziduală u% | Durata t ms |  |  |  |  | Total
| 10 < t ≤ 200 | 200 < t ≤ 500 | 500 < t ≤ 1000 | 1000 < t ≤ 5000 | 5000 < t ≤ 60000
80 ≤ u < 90 | 0 | 0 | 0 | 5 | 0 | 5
70 ≤ u < 80 | 0 | 0 | 0 | 0 | 0 | 0
40 ≤ u < 70 | 0 | 0 | 0 | 0 | 0 | 0
5 ≤ u < 40 | 0 | 0 | 0 | 0 | 0 | 0
u < 5 | 0 | 0 | 0 | 0 | 0 | 0
Total | 0 | 0 | 0 | 5 | 0 | 5
MIRO05(PT 5 MIROSLAVA)¦ meter SN:1702234122711332
Tensiune reziduală u% | Durata t ms |  |  |  |  | Total
| 10 < t ≤ 200 | 200 < t ≤ 500 | 500 < t ≤ 1000 | 1000 < t ≤ 5000 | 5000 < t ≤ 60000
80 ≤ u < 90 | 0 | 0 | 0 | 6 | 0 | 6
70 ≤ u < 80 | 0 | 0 | 0 | 0 | 0 | 0
40 ≤ u < 70 | 0 | 0 | 0 | 0 | 0 | 0
5 ≤ u < 40 | 0 | 0 | 0 | 0 | 0 | 0
u < 5 | 0 | 0 | 0 | 0 | 0 | 0
Total | 0 | 0 | 0 | 6 | 0 | 6
MIRO08(PT 8 MIROSLAVA)¦ meter SN:1702234122645689
Tensiune reziduală u% | Durata t ms |  |  |  |  | Total
| 10 < t ≤ 200 | 200 < t ≤ 500 | 500 < t ≤ 1000 | 1000 < t ≤ 5000 | 5000 < t ≤ 60000
80 ≤ u < 90 | 0 | 0 | 0 | 0 | 0 | 0
70 ≤ u < 80 | 0 | 0 | 0 | 0 | 0 | 0
40 ≤ u < 70 | 0 | 0 | 0 | 0 | 0 | 0
5 ≤ u < 40 | 0 | 0 | 0 | 0 | 0 | 0
u < 5 | 0 | 0 | 0 | 0 | 0 | 0
Total | 0 | 0 | 0 | 0 | 0 | 0
MIRO09(PT 2 SCPP MIROSLAVA)¦ meter SN:1702434125895693
Tensiune reziduală u% | Durata t ms |  |  |  |  | Total
| 10 < t ≤ 200 | 200 < t ≤ 500 | 500 < t ≤ 1000 | 1000 < t ≤ 5000 | 5000 < t ≤ 60000
80 ≤ u < 90 | 0 | 0 | 0 | 2 | 0 | 2
70 ≤ u < 80 | 0 | 0 | 0 | 0 | 0 | 0
40 ≤ u < 70 | 0 | 0 | 0 | 0 | 0 | 0
5 ≤ u < 40 | 0 | 0 | 0 | 0 | 0 | 0
u < 5 | 0 | 0 | 0 | 0 | 0 | 0
Total | 0 | 0 | 0 | 2 | 0 | 2
MIRO11(PT 2 CAP MIROSLAVA)¦ meter SN:1702434126588490
Tensiune reziduală u% | Durata t ms |  |  |  |  | Total
| 10 < t ≤ 200 | 200 < t ≤ 500 | 500 < t ≤ 1000 | 1000 < t ≤ 5000 | 5000 < t ≤ 60000
80 ≤ u < 90 | 0 | 0 | 0 | 6 | 11 | 17
70 ≤ u < 80 | 0 | 0 | 0 | 0 | 0 | 0
40 ≤ u < 70 | 0 | 0 | 0 | 0 | 0 | 0
5 ≤ u < 40 | 0 | 0 | 0 | 0 | 0 | 0
u < 5 | 0 | 0 | 0 | 0 | 0 | 0
Total | 0 | 0 | 0 | 6 | 11 | 17
MIRO20(PT 12 MIROSLAVA (UAT MIROSLAVA))¦ meter SN:1702234122645722
Tensiune reziduală u% | Durata t ms |  |  |  |  | Total
| 10 < t ≤ 200 | 200 < t ≤ 500 | 500 < t ≤ 1000 | 1000 < t ≤ 5000 | 5000 < t ≤ 60000
80 ≤ u < 90 | 0 | 0 | 0 | 1 | 0 | 1
70 ≤ u < 80 | 0 | 0 | 0 | 0 | 0 | 0
40 ≤ u < 70 | 0 | 0 | 0 | 0 | 0 | 0
5 ≤ u < 40 | 0 | 0 | 0 | 0 | 0 | 0
u < 5 | 0 | 0 | 0 | 0 | 0 | 0
Total | 0 | 0 | 0 | 1 | 0 | 1
URIC10(PT 10 URICANI)¦ meter SN:1702234122711398
Tensiune reziduală u% | Durata t ms |  |  |  |  | Total
| 10 < t ≤ 200 | 200 < t ≤ 500 | 500 < t ≤ 1000 | 1000 < t ≤ 5000 | 5000 < t ≤ 60000
80 ≤ u < 90 | 0 | 0 | 0 | 1 | 0 | 1
70 ≤ u < 80 | 0 | 0 | 0 | 0 | 0 | 0
40 ≤ u < 70 | 0 | 0 | 0 | 0 | 0 | 0
5 ≤ u < 40 | 0 | 0 | 0 | 0 | 0 | 0
u < 5 | 0 | 0 | 0 | 0 | 0 | 0
Total | 0 | 0 | 0 | 1 | 0 | 1
VAAD01(PT 1 VALEA ADANCA)¦ meter SN:1702234122711367
Tensiune reziduală u% | Durata t ms |  |  |  |  | Total
| 10 < t ≤ 200 | 200 < t ≤ 500 | 500 < t ≤ 1000 | 1000 < t ≤ 5000 | 5000 < t ≤ 60000
80 ≤ u < 90 | 0 | 0 | 0 | 7 | 0 | 7
70 ≤ u < 80 | 0 | 0 | 0 | 0 | 0 | 0
40 ≤ u < 70 | 0 | 0 | 0 | 0 | 0 | 0
5 ≤ u < 40 | 0 | 0 | 0 | 0 | 0 | 0
u < 5 | 0 | 0 | 0 | 0 | 0 | 0
Total | 0 | 0 | 0 | 7 | 0 | 7
VAAD02(PTA 2 POMPE APA VALEA ADANCA)¦ meter SN:1702234122711452
Tensiune reziduală u% | Durata t ms |  |  |  |  | Total
| 10 < t ≤ 200 | 200 < t ≤ 500 | 500 < t ≤ 1000 | 1000 < t ≤ 5000 | 5000 < t ≤ 60000
80 ≤ u < 90 | 0 | 0 | 0 | 3 | 0 | 3
70 ≤ u < 80 | 0 | 0 | 0 | 0 | 0 | 0
40 ≤ u < 70 | 0 | 0 | 0 | 0 | 0 | 0
5 ≤ u < 40 | 0 | 0 | 0 | 0 | 0 | 0
u < 5 | 0 | 0 | 0 | 0 | 0 | 0
Total | 0 | 0 | 0 | 3 | 0 | 3
VAAD03(PT 3 VALEA ADANCA)¦ meter SN:1702234122711448
Tensiune reziduală u% | Durata t ms |  |  |  |  | Total
| 10 < t ≤ 200 | 200 < t ≤ 500 | 500 < t ≤ 1000 | 1000 < t ≤ 5000 | 5000 < t ≤ 60000
80 ≤ u < 90 | 0 | 0 | 0 | 2 | 0 | 2
70 ≤ u < 80 | 0 | 0 | 0 | 0 | 0 | 0
40 ≤ u < 70 | 0 | 0 | 0 | 0 | 0 | 0
5 ≤ u < 40 | 0 | 0 | 0 | 0 | 0 | 0
u < 5 | 0 | 0 | 0 | 0 | 0 | 0
Total | 0 | 0 | 0 | 2 | 0 | 2
VAAD05(PT 5 VALEA ADANCA)¦ meter SN:1702234122711395
Tensiune reziduală u% | Durata t ms |  |  |  |  | Total
| 10 < t ≤ 200 | 200 < t ≤ 500 | 500 < t ≤ 1000 | 1000 < t ≤ 5000 | 5000 < t ≤ 60000
80 ≤ u < 90 | 0 | 0 | 0 | 2 | 0 | 2
70 ≤ u < 80 | 0 | 0 | 0 | 0 | 0 | 0
40 ≤ u < 70 | 0 | 0 | 0 | 0 | 0 | 0
5 ≤ u < 40 | 0 | 0 | 0 | 0 | 0 | 0
u < 5 | 0 | 0 | 0 | 0 | 0 | 0
Total | 0 | 0 | 0 | 2 | 0 | 2
VAAD06(PT 6 VALEA ADANCA)¦ meter SN:1702234122711393
Tensiune reziduală u% | Durata t ms |  |  |  |  | Total
| 10 < t ≤ 200 | 200 < t ≤ 500 | 500 < t ≤ 1000 | 1000 < t ≤ 5000 | 5000 < t ≤ 60000
80 ≤ u < 90 | 0 | 0 | 0 | 6 | 0 | 6
70 ≤ u < 80 | 0 | 0 | 0 | 0 | 0 | 0
40 ≤ u < 70 | 0 | 0 | 0 | 0 | 0 | 0
5 ≤ u < 40 | 0 | 0 | 0 | 0 | 0 | 0
u < 5 | 0 | 0 | 0 | 0 | 0 | 0
Total | 0 | 0 | 0 | 6 | 0 | 6
VAAD06(PT 6 VALEA ADANCA)¦ meter SN:1702234122711415
Tensiune reziduală u% | Durata t ms |  |  |  |  | Total
| 10 < t ≤ 200 | 200 < t ≤ 500 | 500 < t ≤ 1000 | 1000 < t ≤ 5000 | 5000 < t ≤ 60000
80 ≤ u < 90 | 0 | 0 | 0 | 6 | 0 | 6
70 ≤ u < 80 | 0 | 0 | 0 | 0 | 0 | 0
40 ≤ u < 70 | 0 | 0 | 0 | 0 | 0 | 0
5 ≤ u < 40 | 0 | 0 | 0 | 0 | 0 | 0
u < 5 | 0 | 0 | 0 | 0 | 0 | 0
Total | 0 | 0 | 0 | 6 | 0 | 6
VAAD07(PT 7 VALEA ADANCA)¦ meter SN:1702234122711450
Tensiune reziduală u% | Durata t ms |  |  |  |  | Total
| 10 < t ≤ 200 | 200 < t ≤ 500 | 500 < t ≤ 1000 | 1000 < t ≤ 5000 | 5000 < t ≤ 60000
80 ≤ u < 90 | 0 | 0 | 0 | 2 | 0 | 2
70 ≤ u < 80 | 0 | 0 | 0 | 0 | 0 | 0
40 ≤ u < 70 | 0 | 0 | 0 | 0 | 0 | 0
5 ≤ u < 40 | 0 | 0 | 0 | 0 | 0 | 0
u < 5 | 0 | 0 | 0 | 0 | 0 | 0
Total | 0 | 0 | 0 | 2 | 0 | 2
VAAD07(PT 7 VALEA ADANCA)¦ meter SN:1702234122711451
Tensiune reziduală u% | Durata t ms |  |  |  |  | Total
| 10 < t ≤ 200 | 200 < t ≤ 500 | 500 < t ≤ 1000 | 1000 < t ≤ 5000 | 5000 < t ≤ 60000
80 ≤ u < 90 | 0 | 0 | 0 | 5 | 0 | 5
70 ≤ u < 80 | 0 | 0 | 0 | 0 | 0 | 0
40 ≤ u < 70 | 0 | 0 | 0 | 0 | 0 | 0
5 ≤ u < 40 | 0 | 0 | 0 | 0 | 0 | 0
u < 5 | 0 | 0 | 0 | 0 | 0 | 0
Total | 0 | 0 | 0 | 5 | 0 | 5
VAAD08(PTAB 8 VALEA ADANCA INT POMPE BAZA EZARENI)¦ meter SN:1702234122711391
Tensiune reziduală u% | Durata t ms |  |  |  |  | Total
| 10 < t ≤ 200 | 200 < t ≤ 500 | 500 < t ≤ 1000 | 1000 < t ≤ 5000 | 5000 < t ≤ 60000
80 ≤ u < 90 | 0 | 0 | 0 | 4 | 0 | 4
70 ≤ u < 80 | 0 | 0 | 0 | 0 | 0 | 0
40 ≤ u < 70 | 0 | 0 | 0 | 0 | 0 | 0
5 ≤ u < 40 | 0 | 0 | 0 | 0 | 0 | 0
u < 5 | 0 | 0 | 0 | 0 | 0 | 0
Total | 0 | 0 | 0 | 4 | 0 | 4
VAAD09(PT 9 VALEA ADANCA POPESCU DANIELA)¦ meter SN:1702234122711387
Tensiune reziduală u% | Durata t ms |  |  |  |  | Total
| 10 < t ≤ 200 | 200 < t ≤ 500 | 500 < t ≤ 1000 | 1000 < t ≤ 5000 | 5000 < t ≤ 60000
80 ≤ u < 90 | 0 | 0 | 0 | 3 | 0 | 3
70 ≤ u < 80 | 0 | 0 | 0 | 0 | 0 | 0
40 ≤ u < 70 | 0 | 0 | 0 | 0 | 0 | 0
5 ≤ u < 40 | 0 | 0 | 0 | 0 | 0 | 0
u < 5 | 0 | 0 | 0 | 0 | 0 | 0
Total | 0 | 0 | 0 | 3 | 0 | 3
VAAD10(PT 10 VALEA ADANCA PERES ADRIAN)¦ meter SN:1702234122711248
Tensiune reziduală u% | Durata t ms |  |  |  |  | Total
| 10 < t ≤ 200 | 200 < t ≤ 500 | 500 < t ≤ 1000 | 1000 < t ≤ 5000 | 5000 < t ≤ 60000
80 ≤ u < 90 | 0 | 0 | 0 | 11 | 0 | 11
70 ≤ u < 80 | 0 | 0 | 0 | 0 | 0 | 0
40 ≤ u < 70 | 0 | 0 | 0 | 0 | 0 | 0
5 ≤ u < 40 | 0 | 0 | 0 | 0 | 0 | 0
u < 5 | 0 | 0 | 0 | 0 | 0 | 0
Total | 0 | 0 | 0 | 11 | 0 | 11
VAAD10(PT 10 VALEA ADANCA PERES ADRIAN)¦ meter SN:1702234122711449
Tensiune reziduală u% | Durata t ms |  |  |  |  | Total
| 10 < t ≤ 200 | 200 < t ≤ 500 | 500 < t ≤ 1000 | 1000 < t ≤ 5000 | 5000 < t ≤ 60000
80 ≤ u < 90 | 0 | 0 | 0 | 13 | 0 | 13
70 ≤ u < 80 | 0 | 0 | 0 | 0 | 0 | 0
40 ≤ u < 70 | 0 | 0 | 0 | 0 | 0 | 0
5 ≤ u < 40 | 0 | 0 | 0 | 0 | 0 | 0
u < 5 | 0 | 0 | 0 | 0 | 0 | 0
Total | 0 | 0 | 0 | 13 | 0 | 13
VAAD11(PT 11 VALEA ADANCA SC AMERICAN ECO HOMES SRL)¦ meter SN:1702234122711447
Tensiune reziduală u% | Durata t ms |  |  |  |  | Total
| 10 < t ≤ 200 | 200 < t ≤ 500 | 500 < t ≤ 1000 | 1000 < t ≤ 5000 | 5000 < t ≤ 60000
80 ≤ u < 90 | 0 | 0 | 0 | 13 | 0 | 13
70 ≤ u < 80 | 0 | 0 | 0 | 0 | 0 | 0
40 ≤ u < 70 | 0 | 0 | 0 | 0 | 0 | 0
5 ≤ u < 40 | 0 | 0 | 0 | 0 | 0 | 0
u < 5 | 0 | 0 | 0 | 0 | 0 | 0
Total | 0 | 0 | 0 | 13 | 0 | 13
VAAD12(PT 12 VALEA ADANCA SC ALGINA SRL ANSAMBLU REZIDENRTIAL)¦ meter SN:1702234122711392
Tensiune reziduală u% | Durata t ms |  |  |  |  | Total
| 10 < t ≤ 200 | 200 < t ≤ 500 | 500 < t ≤ 1000 | 1000 < t ≤ 5000 | 5000 < t ≤ 60000
80 ≤ u < 90 | 0 | 0 | 0 | 6 | 0 | 6
70 ≤ u < 80 | 0 | 0 | 0 | 0 | 0 | 0
40 ≤ u < 70 | 0 | 0 | 0 | 0 | 0 | 0
5 ≤ u < 40 | 0 | 0 | 0 | 0 | 0 | 0
u < 5 | 0 | 0 | 0 | 0 | 0 | 0
Total | 0 | 0 | 0 | 6 | 0 | 6
VAAD13(PTAV 13 VALEA ADANCA LOC.COLECTIVE IONESCU DIANA)¦ meter SN:1702234122711287
Tensiune reziduală u% | Durata t ms |  |  |  |  | Total
| 10 < t ≤ 200 | 200 < t ≤ 500 | 500 < t ≤ 1000 | 1000 < t ≤ 5000 | 5000 < t ≤ 60000
80 ≤ u < 90 | 0 | 0 | 0 | 2 | 0 | 2
70 ≤ u < 80 | 0 | 0 | 0 | 0 | 0 | 0
40 ≤ u < 70 | 0 | 0 | 0 | 0 | 0 | 0
5 ≤ u < 40 | 0 | 0 | 0 | 0 | 0 | 0
u < 5 | 0 | 0 | 0 | 0 | 0 | 0
Total | 0 | 0 | 0 | 2 | 0 | 2
VAAD13(PTAV 13 VALEA ADANCA LOC.COLECTIVE IONESCU DIANA)¦ meter SN:1702234122711290
Tensiune reziduală u% | Durata t ms |  |  |  |  | Total
| 10 < t ≤ 200 | 200 < t ≤ 500 | 500 < t ≤ 1000 | 1000 < t ≤ 5000 | 5000 < t ≤ 60000
80 ≤ u < 90 | 0 | 0 | 0 | 2 | 0 | 2
70 ≤ u < 80 | 0 | 0 | 0 | 0 | 0 | 0
40 ≤ u < 70 | 0 | 0 | 0 | 0 | 0 | 0
5 ≤ u < 40 | 0 | 0 | 0 | 0 | 0 | 0
u < 5 | 0 | 0 | 0 | 0 | 0 | 0
Total | 0 | 0 | 0 | 2 | 0 | 2
VAAD14(PTAV 14 VALEA ADANCA INT)¦ meter SN:1702234122711414
Tensiune reziduală u% | Durata t ms |  |  |  |  | Total
| 10 < t ≤ 200 | 200 < t ≤ 500 | 500 < t ≤ 1000 | 1000 < t ≤ 5000 | 5000 < t ≤ 60000
80 ≤ u < 90 | 0 | 0 | 0 | 7 | 0 | 7
70 ≤ u < 80 | 0 | 0 | 0 | 0 | 0 | 0
40 ≤ u < 70 | 0 | 0 | 0 | 0 | 0 | 0
5 ≤ u < 40 | 0 | 0 | 0 | 0 | 0 | 0
u < 5 | 0 | 0 | 0 | 0 | 0 | 0
Total | 0 | 0 | 0 | 7 | 0 | 7
VAAD17(PT 17 VALEA ADANCA)¦ meter SN:1702234122711328
Tensiune reziduală u% | Durata t ms |  |  |  |  | Total
| 10 < t ≤ 200 | 200 < t ≤ 500 | 500 < t ≤ 1000 | 1000 < t ≤ 5000 | 5000 < t ≤ 60000
80 ≤ u < 90 | 0 | 0 | 0 | 6 | 0 | 6
70 ≤ u < 80 | 0 | 0 | 0 | 0 | 0 | 0
40 ≤ u < 70 | 0 | 0 | 0 | 0 | 0 | 0
5 ≤ u < 40 | 0 | 0 | 0 | 0 | 0 | 0
u < 5 | 0 | 0 | 0 | 0 | 0 | 0
Total | 0 | 0 | 0 | 6 | 0 | 6
VAAD17(PT 17 VALEA ADANCA)¦ meter SN:1702234122711331
Tensiune reziduală u% | Durata t ms |  |  |  |  | Total
| 10 < t ≤ 200 | 200 < t ≤ 500 | 500 < t ≤ 1000 | 1000 < t ≤ 5000 | 5000 < t ≤ 60000
80 ≤ u < 90 | 0 | 0 | 0 | 6 | 0 | 6
70 ≤ u < 80 | 0 | 0 | 0 | 0 | 0 | 0
40 ≤ u < 70 | 0 | 0 | 0 | 0 | 0 | 0
5 ≤ u < 40 | 0 | 0 | 0 | 0 | 0 | 0
u < 5 | 0 | 0 | 0 | 0 | 0 | 0
Total | 0 | 0 | 0 | 6 | 0 | 6
VAAD18(PT 18 VALEA ADANCA S.C. SUN RESIDENCE S.R.L)¦ meter SN:1702234122711288
Tensiune reziduală u% | Durata t ms |  |  |  |  | Total
| 10 < t ≤ 200 | 200 < t ≤ 500 | 500 < t ≤ 1000 | 1000 < t ≤ 5000 | 5000 < t ≤ 60000
80 ≤ u < 90 | 0 | 0 | 0 | 2 | 0 | 2
70 ≤ u < 80 | 0 | 0 | 0 | 0 | 0 | 0
40 ≤ u < 70 | 0 | 0 | 0 | 0 | 0 | 0
5 ≤ u < 40 | 0 | 0 | 0 | 0 | 0 | 0
u < 5 | 0 | 0 | 0 | 0 | 0 | 0
Total | 0 | 0 | 0 | 2 | 0 | 2
VAAD19(PT 19 VALEA ADANCA SC FLORI DESIGN CONSTRUCT SRL)¦ meter SN:1702234122645770
Tensiune reziduală u% | Durata t ms |  |  |  |  | Total
| 10 < t ≤ 200 | 200 < t ≤ 500 | 500 < t ≤ 1000 | 1000 < t ≤ 5000 | 5000 < t ≤ 60000
80 ≤ u < 90 | 0 | 0 | 0 | 0 | 0 | 0
70 ≤ u < 80 | 0 | 0 | 0 | 0 | 0 | 0
40 ≤ u < 70 | 0 | 0 | 0 | 0 | 0 | 0
5 ≤ u < 40 | 0 | 0 | 0 | 0 | 0 | 0
u < 5 | 0 | 0 | 0 | 0 | 0 | 0
Total | 0 | 0 | 0 | 0 | 0 | 0
VAAD20(PT 20 VALEA ADANCA( LOC.COLECT.SC MEGA&STAYLING SRL))¦ meter SN:1702234122645719
Tensiune reziduală u% | Durata t ms |  |  |  |  | Total
| 10 < t ≤ 200 | 200 < t ≤ 500 | 500 < t ≤ 1000 | 1000 < t ≤ 5000 | 5000 < t ≤ 60000
80 ≤ u < 90 | 0 | 0 | 0 | 0 | 0 | 0
70 ≤ u < 80 | 0 | 0 | 0 | 0 | 0 | 0
40 ≤ u < 70 | 0 | 0 | 0 | 0 | 0 | 0
5 ≤ u < 40 | 0 | 0 | 0 | 0 | 0 | 0
u < 5 | 0 | 0 | 0 | 0 | 0 | 0
Total | 0 | 0 | 0 | 0 | 0 | 0
VAAD21(PT 21 VALEA ADANCA LOCUINTE ACHITEI LUMINITA)¦ meter SN:1702334123978861
Tensiune reziduală u% | Durata t ms |  |  |  |  | Total
| 10 < t ≤ 200 | 200 < t ≤ 500 | 500 < t ≤ 1000 | 1000 < t ≤ 5000 | 5000 < t ≤ 60000
80 ≤ u < 90 | 0 | 0 | 0 | 0 | 0 | 0
70 ≤ u < 80 | 0 | 0 | 0 | 0 | 0 | 0
40 ≤ u < 70 | 0 | 0 | 0 | 0 | 0 | 0
5 ≤ u < 40 | 0 | 0 | 0 | 0 | 0 | 0
u < 5 | 0 | 0 | 0 | 0 | 0 | 0
Total | 0 | 0 | 0 | 0 | 0 | 0
VAAD21(PT 21 VALEA ADANCA LOCUINTE ACHITEI LUMINITA)¦ meter SN:1702334123978863
Tensiune reziduală u% | Durata t ms |  |  |  |  | Total
| 10 < t ≤ 200 | 200 < t ≤ 500 | 500 < t ≤ 1000 | 1000 < t ≤ 5000 | 5000 < t ≤ 60000
80 ≤ u < 90 | 0 | 0 | 0 | 0 | 0 | 0
70 ≤ u < 80 | 0 | 0 | 0 | 0 | 0 | 0
40 ≤ u < 70 | 0 | 0 | 0 | 0 | 0 | 0
5 ≤ u < 40 | 0 | 0 | 0 | 0 | 0 | 0
u < 5 | 0 | 0 | 0 | 0 | 0 | 0
Total | 0 | 0 | 0 | 0 | 0 | 0
VURS01(PT VALEA URSULUI)¦ meter SN:1702234122711389
Tensiune reziduală u% | Durata t ms |  |  |  |  | Total
| 10 < t ≤ 200 | 200 < t ≤ 500 | 500 < t ≤ 1000 | 1000 < t ≤ 5000 | 5000 < t ≤ 60000
80 ≤ u < 90 | 0 | 0 | 0 | 6 | 0 | 6
70 ≤ u < 80 | 0 | 0 | 0 | 0 | 0 | 0
40 ≤ u < 70 | 0 | 0 | 0 | 0 | 0 | 0
5 ≤ u < 40 | 0 | 0 | 0 | 0 | 0 | 0
u < 5 | 0 | 0 | 0 | 0 | 0 | 0
Total | 0 | 0 | 0 | 6 | 0 | 6
VURS02(PT 2 VALEA URSULUI)¦ meter SN:1702234122711277
Tensiune reziduală u% | Durata t ms |  |  |  |  | Total
| 10 < t ≤ 200 | 200 < t ≤ 500 | 500 < t ≤ 1000 | 1000 < t ≤ 5000 | 5000 < t ≤ 60000
80 ≤ u < 90 | 0 | 0 | 0 | 4 | 0 | 4
70 ≤ u < 80 | 0 | 0 | 0 | 0 | 0 | 0
40 ≤ u < 70 | 0 | 0 | 0 | 0 | 0 | 0
5 ≤ u < 40 | 0 | 0 | 0 | 0 | 0 | 0
u < 5 | 0 | 0 | 0 | 0 | 0 | 0
Total | 0 | 0 | 0 | 4 | 0 | 4
VURS03(PTA 3 VALEA URSULUI(IONESA MANUELA))¦ meter SN:1702334125532552
Tensiune reziduală u% | Durata t ms |  |  |  |  | Total
| 10 < t ≤ 200 | 200 < t ≤ 500 | 500 < t ≤ 1000 | 1000 < t ≤ 5000 | 5000 < t ≤ 60000
80 ≤ u < 90 | 0 | 0 | 0 | 0 | 0 | 0
70 ≤ u < 80 | 0 | 0 | 0 | 0 | 0 | 0
40 ≤ u < 70 | 0 | 0 | 0 | 0 | 0 | 0
5 ≤ u < 40 | 0 | 0 | 0 | 0 | 0 | 0
u < 5 | 0 | 0 | 0 | 0 | 0 | 0
Total | 0 | 0 | 0 | 0 | 0 | 0
VURS04(PT 4 VALEA URSULUI(LOCUINTE INDIVIDUALE NECULAI NARCIS BOGDA)¦ meter SN:1702334123978848
Tensiune reziduală u% | Durata t ms |  |  |  |  | Total
| 10 < t ≤ 200 | 200 < t ≤ 500 | 500 < t ≤ 1000 | 1000 < t ≤ 5000 | 5000 < t ≤ 60000
80 ≤ u < 90 | 0 | 0 | 0 | 0 | 0 | 0
70 ≤ u < 80 | 0 | 0 | 0 | 0 | 0 | 0
40 ≤ u < 70 | 0 | 0 | 0 | 0 | 0 | 0
5 ≤ u < 40 | 0 | 0 | 0 | 0 | 0 | 0
u < 5 | 0 | 0 | 0 | 0 | 0 | 0
Total | 0 | 0 | 0 | 0 | 0 | 0
BIRN10(PT IAS CIUREA)¦ meter SN:1702234122645750
Tensiune reziduală u% | Durata t ms |  |  |  |  | Total
| 10 < t ≤ 200 | 200 < t ≤ 500 | 500 < t ≤ 1000 | 1000 < t ≤ 5000 | 5000 < t ≤ 60000
80 ≤ u < 90 | 0 | 0 | 0 | 3 | 0 | 3
70 ≤ u < 80 | 0 | 0 | 0 | 0 | 0 | 0
40 ≤ u < 70 | 0 | 0 | 0 | 0 | 0 | 0
5 ≤ u < 40 | 0 | 0 | 0 | 0 | 0 | 0
u < 5 | 0 | 0 | 0 | 0 | 0 | 0
Total | 0 | 0 | 0 | 3 | 0 | 3
BOSI07(PT COADA STANCII)¦ meter SN:1702434125831805
Tensiune reziduală u% | Durata t ms |  |  |  |  | Total
| 10 < t ≤ 200 | 200 < t ≤ 500 | 500 < t ≤ 1000 | 1000 < t ≤ 5000 | 5000 < t ≤ 60000
80 ≤ u < 90 | 0 | 0 | 0 | 0 | 0 | 0
70 ≤ u < 80 | 0 | 0 | 0 | 0 | 0 | 0
40 ≤ u < 70 | 0 | 0 | 0 | 0 | 0 | 0
5 ≤ u < 40 | 0 | 0 | 0 | 0 | 0 | 0
u < 5 | 0 | 0 | 0 | 0 | 0 | 0
Total | 0 | 0 | 0 | 0 | 0 | 0
BUCU11(PT 1 IAS BUCIUM)¦ meter SN:1702234122645830
Tensiune reziduală u% | Durata t ms |  |  |  |  | Total
| 10 < t ≤ 200 | 200 < t ≤ 500 | 500 < t ≤ 1000 | 1000 < t ≤ 5000 | 5000 < t ≤ 60000
80 ≤ u < 90 | 0 | 0 | 0 | 2 | 0 | 2
70 ≤ u < 80 | 0 | 0 | 0 | 0 | 0 | 0
40 ≤ u < 70 | 0 | 0 | 0 | 0 | 0 | 0
5 ≤ u < 40 | 0 | 0 | 0 | 0 | 0 | 0
u < 5 | 0 | 0 | 0 | 0 | 0 | 0
Total | 0 | 0 | 0 | 2 | 0 | 2
BUCU12(PT 2 IAS BUCIUM)¦ meter SN:1702334125532601
Tensiune reziduală u% | Durata t ms |  |  |  |  | Total
| 10 < t ≤ 200 | 200 < t ≤ 500 | 500 < t ≤ 1000 | 1000 < t ≤ 5000 | 5000 < t ≤ 60000
80 ≤ u < 90 | 0 | 0 | 0 | 2 | 0 | 2
70 ≤ u < 80 | 0 | 0 | 0 | 0 | 0 | 0
40 ≤ u < 70 | 0 | 0 | 0 | 0 | 0 | 0
5 ≤ u < 40 | 0 | 0 | 0 | 0 | 0 | 0
u < 5 | 0 | 0 | 0 | 0 | 0 | 0
Total | 0 | 0 | 0 | 2 | 0 | 2
CHCE01(PT 1 CHICEREA)¦ meter SN:1702434126423133
Tensiune reziduală u% | Durata t ms |  |  |  |  | Total
| 10 < t ≤ 200 | 200 < t ≤ 500 | 500 < t ≤ 1000 | 1000 < t ≤ 5000 | 5000 < t ≤ 60000
80 ≤ u < 90 | 0 | 0 | 0 | 0 | 0 | 0
70 ≤ u < 80 | 0 | 0 | 0 | 0 | 0 | 0
40 ≤ u < 70 | 0 | 0 | 0 | 0 | 0 | 0
5 ≤ u < 40 | 0 | 0 | 0 | 0 | 0 | 0
u < 5 | 0 | 0 | 0 | 0 | 0 | 0
Total | 0 | 0 | 0 | 0 | 0 | 0
CHCE02(PT 2 CHICEREA)¦ meter SN:1702334125532510
Tensiune reziduală u% | Durata t ms |  |  |  |  | Total
| 10 < t ≤ 200 | 200 < t ≤ 500 | 500 < t ≤ 1000 | 1000 < t ≤ 5000 | 5000 < t ≤ 60000
80 ≤ u < 90 | 0 | 0 | 0 | 0 | 0 | 0
70 ≤ u < 80 | 0 | 0 | 0 | 0 | 0 | 0
40 ≤ u < 70 | 0 | 0 | 0 | 0 | 0 | 0
5 ≤ u < 40 | 0 | 0 | 0 | 0 | 0 | 0
u < 5 | 0 | 0 | 0 | 0 | 0 | 0
Total | 0 | 0 | 0 | 0 | 0 | 0
CHCE03(PT 3 CHICEREA)¦ meter SN:1702334123978841
Tensiune reziduală u% | Durata t ms |  |  |  |  | Total
| 10 < t ≤ 200 | 200 < t ≤ 500 | 500 < t ≤ 1000 | 1000 < t ≤ 5000 | 5000 < t ≤ 60000
80 ≤ u < 90 | 0 | 0 | 0 | 0 | 0 | 0
70 ≤ u < 80 | 0 | 0 | 0 | 0 | 0 | 0
40 ≤ u < 70 | 0 | 0 | 0 | 0 | 0 | 0
5 ≤ u < 40 | 0 | 0 | 0 | 0 | 0 | 0
u < 5 | 0 | 0 | 0 | 0 | 0 | 0
Total | 0 | 0 | 0 | 0 | 0 | 0
CIUR11(PT JUVAT)¦ meter SN:1702334125532528
Tensiune reziduală u% | Durata t ms |  |  |  |  | Total
| 10 < t ≤ 200 | 200 < t ≤ 500 | 500 < t ≤ 1000 | 1000 < t ≤ 5000 | 5000 < t ≤ 60000
80 ≤ u < 90 | 0 | 0 | 0 | 111 | 111 | 222
70 ≤ u < 80 | 0 | 0 | 0 | 0 | 0 | 0
40 ≤ u < 70 | 0 | 0 | 0 | 0 | 0 | 0
5 ≤ u < 40 | 0 | 0 | 0 | 0 | 0 | 0
u < 5 | 0 | 0 | 0 | 0 | 0 | 0
Total | 0 | 0 | 0 | 111 | 111 | 222
GORU01(PT 1 GORUNI)¦ meter SN:1702234122645819
Tensiune reziduală u% | Durata t ms |  |  |  |  | Total
| 10 < t ≤ 200 | 200 < t ≤ 500 | 500 < t ≤ 1000 | 1000 < t ≤ 5000 | 5000 < t ≤ 60000
80 ≤ u < 90 | 0 | 0 | 0 | 0 | 0 | 0
70 ≤ u < 80 | 0 | 0 | 0 | 0 | 0 | 0
40 ≤ u < 70 | 0 | 0 | 0 | 0 | 0 | 0
5 ≤ u < 40 | 0 | 0 | 0 | 0 | 0 | 0
u < 5 | 0 | 0 | 0 | 0 | 0 | 0
Total | 0 | 0 | 0 | 0 | 0 | 0
GORU03(PT 3 GORUNI)¦ meter SN:1702234122645857
Tensiune reziduală u% | Durata t ms |  |  |  |  | Total
| 10 < t ≤ 200 | 200 < t ≤ 500 | 500 < t ≤ 1000 | 1000 < t ≤ 5000 | 5000 < t ≤ 60000
80 ≤ u < 90 | 0 | 0 | 0 | 1 | 0 | 1
70 ≤ u < 80 | 0 | 0 | 0 | 0 | 0 | 0
40 ≤ u < 70 | 0 | 0 | 0 | 0 | 0 | 0
5 ≤ u < 40 | 0 | 0 | 0 | 0 | 0 | 0
u < 5 | 0 | 0 | 0 | 0 | 0 | 0
Total | 0 | 0 | 0 | 1 | 0 | 1
HLIN01(PT HLINCEA)¦ meter SN:1702234122645795
Tensiune reziduală u% | Durata t ms |  |  |  |  | Total
| 10 < t ≤ 200 | 200 < t ≤ 500 | 500 < t ≤ 1000 | 1000 < t ≤ 5000 | 5000 < t ≤ 60000
80 ≤ u < 90 | 0 | 0 | 0 | 0 | 1 | 1
70 ≤ u < 80 | 0 | 0 | 0 | 0 | 0 | 0
40 ≤ u < 70 | 0 | 0 | 0 | 0 | 0 | 0
5 ≤ u < 40 | 0 | 0 | 0 | 0 | 0 | 0
u < 5 | 0 | 0 | 0 | 0 | 0 | 0
Total | 0 | 0 | 0 | 0 | 1 | 1
HLIN03(PT 3 HLINCEA)¦ meter SN:1702234122645825
Tensiune reziduală u% | Durata t ms |  |  |  |  | Total
| 10 < t ≤ 200 | 200 < t ≤ 500 | 500 < t ≤ 1000 | 1000 < t ≤ 5000 | 5000 < t ≤ 60000
80 ≤ u < 90 | 0 | 0 | 0 | 1 | 0 | 1
70 ≤ u < 80 | 0 | 0 | 0 | 0 | 0 | 0
40 ≤ u < 70 | 0 | 0 | 0 | 0 | 0 | 0
5 ≤ u < 40 | 0 | 0 | 0 | 0 | 0 | 0
u < 5 | 0 | 0 | 0 | 0 | 0 | 0
Total | 0 | 0 | 0 | 1 | 0 | 1
HLIN04(PT CENTRUL HIPIC)¦ meter SN:1702234122645705
Tensiune reziduală u% | Durata t ms |  |  |  |  | Total
| 10 < t ≤ 200 | 200 < t ≤ 500 | 500 < t ≤ 1000 | 1000 < t ≤ 5000 | 5000 < t ≤ 60000
80 ≤ u < 90 | 0 | 0 | 0 | 0 | 1 | 1
70 ≤ u < 80 | 0 | 0 | 0 | 0 | 0 | 0
40 ≤ u < 70 | 0 | 0 | 0 | 0 | 0 | 0
5 ≤ u < 40 | 0 | 0 | 0 | 0 | 0 | 0
u < 5 | 0 | 0 | 0 | 0 | 0 | 0
Total | 0 | 0 | 0 | 0 | 1 | 1
HLIN06(PTM SC ROMTEC NICAROM HLINCEA)¦ meter SN:1702334123978840
Tensiune reziduală u% | Durata t ms |  |  |  |  | Total
| 10 < t ≤ 200 | 200 < t ≤ 500 | 500 < t ≤ 1000 | 1000 < t ≤ 5000 | 5000 < t ≤ 60000
80 ≤ u < 90 | 0 | 0 | 0 | 0 | 1 | 1
70 ≤ u < 80 | 0 | 0 | 0 | 0 | 0 | 0
40 ≤ u < 70 | 0 | 0 | 0 | 0 | 0 | 0
5 ≤ u < 40 | 0 | 0 | 0 | 0 | 0 | 0
u < 5 | 0 | 0 | 0 | 0 | 0 | 0
Total | 0 | 0 | 0 | 0 | 1 | 1
HOLB01(PT 1 HOLBOCA)¦ meter SN:1702434126423147
Tensiune reziduală u% | Durata t ms |  |  |  |  | Total
| 10 < t ≤ 200 | 200 < t ≤ 500 | 500 < t ≤ 1000 | 1000 < t ≤ 5000 | 5000 < t ≤ 60000
80 ≤ u < 90 | 0 | 0 | 0 | 0 | 0 | 0
70 ≤ u < 80 | 0 | 0 | 0 | 0 | 0 | 0
40 ≤ u < 70 | 0 | 0 | 0 | 0 | 0 | 0
5 ≤ u < 40 | 0 | 0 | 0 | 0 | 0 | 0
u < 5 | 0 | 0 | 0 | 0 | 0 | 0
Total | 0 | 0 | 0 | 0 | 0 | 0
HOLB02(PT 2 HOLBOCA)¦ meter SN:1702234122711318
Tensiune reziduală u% | Durata t ms |  |  |  |  | Total
| 10 < t ≤ 200 | 200 < t ≤ 500 | 500 < t ≤ 1000 | 1000 < t ≤ 5000 | 5000 < t ≤ 60000
80 ≤ u < 90 | 0 | 0 | 0 | 5 | 11 | 16
70 ≤ u < 80 | 0 | 0 | 0 | 0 | 0 | 0
40 ≤ u < 70 | 0 | 0 | 0 | 0 | 0 | 0
5 ≤ u < 40 | 0 | 0 | 0 | 0 | 0 | 0
u < 5 | 0 | 0 | 0 | 0 | 0 | 0
Total | 0 | 0 | 0 | 5 | 11 | 16
HOLB03(PT 3 HOLBOCA)¦ meter SN:1702234122711323
Tensiune reziduală u% | Durata t ms |  |  |  |  | Total
| 10 < t ≤ 200 | 200 < t ≤ 500 | 500 < t ≤ 1000 | 1000 < t ≤ 5000 | 5000 < t ≤ 60000
80 ≤ u < 90 | 0 | 0 | 0 | 5 | 0 | 5
70 ≤ u < 80 | 0 | 0 | 0 | 0 | 0 | 0
40 ≤ u < 70 | 0 | 0 | 0 | 0 | 0 | 0
5 ≤ u < 40 | 0 | 0 | 0 | 0 | 0 | 0
u < 5 | 0 | 0 | 0 | 0 | 0 | 0
Total | 0 | 0 | 0 | 5 | 0 | 5
HOLB04(PT 4 HOLBOCA)¦ meter SN:1702234122711325
Tensiune reziduală u% | Durata t ms |  |  |  |  | Total
| 10 < t ≤ 200 | 200 < t ≤ 500 | 500 < t ≤ 1000 | 1000 < t ≤ 5000 | 5000 < t ≤ 60000
80 ≤ u < 90 | 0 | 0 | 0 | 0 | 0 | 0
70 ≤ u < 80 | 0 | 0 | 0 | 0 | 0 | 0
40 ≤ u < 70 | 0 | 0 | 0 | 0 | 0 | 0
5 ≤ u < 40 | 0 | 0 | 0 | 0 | 0 | 0
u < 5 | 0 | 0 | 0 | 0 | 0 | 0
Total | 0 | 0 | 0 | 0 | 0 | 0
HOLB07(PT 7 HOLBOCA)¦ meter SN:1702334125532499
Tensiune reziduală u% | Durata t ms |  |  |  |  | Total
| 10 < t ≤ 200 | 200 < t ≤ 500 | 500 < t ≤ 1000 | 1000 < t ≤ 5000 | 5000 < t ≤ 60000
80 ≤ u < 90 | 0 | 0 | 0 | 0 | 0 | 0
70 ≤ u < 80 | 0 | 0 | 0 | 0 | 0 | 0
40 ≤ u < 70 | 0 | 0 | 0 | 0 | 0 | 0
5 ≤ u < 40 | 0 | 0 | 0 | 0 | 0 | 0
u < 5 | 0 | 0 | 0 | 0 | 0 | 0
Total | 0 | 0 | 0 | 0 | 0 | 0
HOLB08(PT 8 HOLBOCA)¦ meter SN:1702234122711316
Tensiune reziduală u% | Durata t ms |  |  |  |  | Total
| 10 < t ≤ 200 | 200 < t ≤ 500 | 500 < t ≤ 1000 | 1000 < t ≤ 5000 | 5000 < t ≤ 60000
80 ≤ u < 90 | 0 | 0 | 0 | 11 | 0 | 11
70 ≤ u < 80 | 0 | 0 | 0 | 0 | 0 | 0
40 ≤ u < 70 | 0 | 0 | 0 | 0 | 0 | 0
5 ≤ u < 40 | 0 | 0 | 0 | 0 | 0 | 0
u < 5 | 0 | 0 | 0 | 0 | 0 | 0
Total | 0 | 0 | 0 | 11 | 0 | 11
HOLB09(PT 9 HOLBOCA)¦ meter SN:1702434126595898
Tensiune reziduală u% | Durata t ms |  |  |  |  | Total
| 10 < t ≤ 200 | 200 < t ≤ 500 | 500 < t ≤ 1000 | 1000 < t ≤ 5000 | 5000 < t ≤ 60000
80 ≤ u < 90 | 0 | 0 | 0 | 0 | 0 | 0
70 ≤ u < 80 | 0 | 0 | 0 | 0 | 0 | 0
40 ≤ u < 70 | 0 | 0 | 0 | 0 | 0 | 0
5 ≤ u < 40 | 0 | 0 | 0 | 0 | 0 | 0
u < 5 | 0 | 0 | 0 | 0 | 0 | 0
Total | 0 | 0 | 0 | 0 | 0 | 0
HOLB11(PT 11 HOLBOCA)¦ meter SN:1702434126423143
Tensiune reziduală u% | Durata t ms |  |  |  |  | Total
| 10 < t ≤ 200 | 200 < t ≤ 500 | 500 < t ≤ 1000 | 1000 < t ≤ 5000 | 5000 < t ≤ 60000
80 ≤ u < 90 | 0 | 0 | 0 | 5 | 0 | 5
70 ≤ u < 80 | 0 | 0 | 0 | 0 | 0 | 0
40 ≤ u < 70 | 0 | 0 | 0 | 0 | 0 | 0
5 ≤ u < 40 | 0 | 0 | 0 | 0 | 0 | 0
u < 5 | 0 | 0 | 0 | 0 | 0 | 0
Total | 0 | 0 | 0 | 5 | 0 | 5
HOLB12(PT 12 HOLBOCA)¦ meter SN:1702234122711320
Tensiune reziduală u% | Durata t ms |  |  |  |  | Total
| 10 < t ≤ 200 | 200 < t ≤ 500 | 500 < t ≤ 1000 | 1000 < t ≤ 5000 | 5000 < t ≤ 60000
80 ≤ u < 90 | 0 | 0 | 0 | 3 | 0 | 3
70 ≤ u < 80 | 0 | 0 | 0 | 0 | 0 | 0
40 ≤ u < 70 | 0 | 0 | 0 | 0 | 0 | 0
5 ≤ u < 40 | 0 | 0 | 0 | 0 | 0 | 0
u < 5 | 0 | 0 | 0 | 0 | 0 | 0
Total | 0 | 0 | 0 | 3 | 0 | 3
HOLB15(PT ANTESTATIE CFR CET)¦ meter SN:1702334123978868
Tensiune reziduală u% | Durata t ms |  |  |  |  | Total
| 10 < t ≤ 200 | 200 < t ≤ 500 | 500 < t ≤ 1000 | 1000 < t ≤ 5000 | 5000 < t ≤ 60000
80 ≤ u < 90 | 0 | 0 | 0 | 0 | 0 | 0
70 ≤ u < 80 | 0 | 0 | 0 | 0 | 0 | 0
40 ≤ u < 70 | 0 | 0 | 0 | 0 | 0 | 0
5 ≤ u < 40 | 0 | 0 | 0 | 0 | 0 | 0
u < 5 | 0 | 0 | 0 | 0 | 0 | 0
Total | 0 | 0 | 0 | 0 | 0 | 0
HOLB52(PT 2 TAURINE)¦ meter SN:1702234122711319
Tensiune reziduală u% | Durata t ms |  |  |  |  | Total
| 10 < t ≤ 200 | 200 < t ≤ 500 | 500 < t ≤ 1000 | 1000 < t ≤ 5000 | 5000 < t ≤ 60000
80 ≤ u < 90 | 0 | 0 | 0 | 16 | 0 | 16
70 ≤ u < 80 | 0 | 0 | 0 | 0 | 0 | 0
40 ≤ u < 70 | 0 | 0 | 0 | 0 | 0 | 0
5 ≤ u < 40 | 0 | 0 | 0 | 0 | 0 | 0
u < 5 | 0 | 0 | 0 | 0 | 0 | 0
Total | 0 | 0 | 0 | 16 | 0 | 16
IS0428(PT CENTRU HIPIC IASI)¦ meter SN:1702334123978846
Tensiune reziduală u% | Durata t ms |  |  |  |  | Total
| 10 < t ≤ 200 | 200 < t ≤ 500 | 500 < t ≤ 1000 | 1000 < t ≤ 5000 | 5000 < t ≤ 60000
80 ≤ u < 90 | 0 | 0 | 0 | 0 | 0 | 0
70 ≤ u < 80 | 0 | 0 | 0 | 0 | 0 | 0
40 ≤ u < 70 | 0 | 0 | 0 | 0 | 0 | 0
5 ≤ u < 40 | 0 | 0 | 0 | 0 | 0 | 0
u < 5 | 0 | 0 | 0 | 0 | 0 | 0
Total | 0 | 0 | 0 | 0 | 0 | 0
IS0507(PT SC ROMTEC NICAROM IASI)¦ meter SN:1702334125532501
Tensiune reziduală u% | Durata t ms |  |  |  |  | Total
| 10 < t ≤ 200 | 200 < t ≤ 500 | 500 < t ≤ 1000 | 1000 < t ≤ 5000 | 5000 < t ≤ 60000
80 ≤ u < 90 | 0 | 0 | 0 | 0 | 0 | 0
70 ≤ u < 80 | 0 | 0 | 0 | 0 | 0 | 0
40 ≤ u < 70 | 0 | 0 | 0 | 0 | 0 | 0
5 ≤ u < 40 | 0 | 0 | 0 | 0 | 0 | 0
u < 5 | 0 | 0 | 0 | 0 | 0 | 0
Total | 0 | 0 | 0 | 0 | 0 | 0
MNZT01(PT 1 MANZATESTI)¦ meter SN:1702234122645775
Tensiune reziduală u% | Durata t ms |  |  |  |  | Total
| 10 < t ≤ 200 | 200 < t ≤ 500 | 500 < t ≤ 1000 | 1000 < t ≤ 5000 | 5000 < t ≤ 60000
80 ≤ u < 90 | 0 | 0 | 0 | 1 | 0 | 1
70 ≤ u < 80 | 0 | 0 | 0 | 0 | 0 | 0
40 ≤ u < 70 | 0 | 0 | 0 | 0 | 0 | 0
5 ≤ u < 40 | 0 | 0 | 0 | 0 | 0 | 0
u < 5 | 0 | 0 | 0 | 0 | 0 | 0
Total | 0 | 0 | 0 | 1 | 0 | 1
MNZT02(PT 2 MANZATESTI)¦ meter SN:1702234122645777
Tensiune reziduală u% | Durata t ms |  |  |  |  | Total
| 10 < t ≤ 200 | 200 < t ≤ 500 | 500 < t ≤ 1000 | 1000 < t ≤ 5000 | 5000 < t ≤ 60000
80 ≤ u < 90 | 0 | 0 | 0 | 2 | 0 | 2
70 ≤ u < 80 | 0 | 0 | 0 | 0 | 0 | 0
40 ≤ u < 70 | 0 | 0 | 0 | 0 | 0 | 0
5 ≤ u < 40 | 0 | 0 | 0 | 0 | 0 | 0
u < 5 | 0 | 0 | 0 | 0 | 0 | 0
Total | 0 | 0 | 0 | 2 | 0 | 2
MNZT03(PT 3 MANZATESTI)¦ meter SN:1702434125895696
Tensiune reziduală u% | Durata t ms |  |  |  |  | Total
| 10 < t ≤ 200 | 200 < t ≤ 500 | 500 < t ≤ 1000 | 1000 < t ≤ 5000 | 5000 < t ≤ 60000
80 ≤ u < 90 | 0 | 0 | 0 | 4 | 0 | 4
70 ≤ u < 80 | 0 | 0 | 0 | 0 | 0 | 0
40 ≤ u < 70 | 0 | 0 | 0 | 0 | 0 | 0
5 ≤ u < 40 | 0 | 0 | 0 | 0 | 0 | 0
u < 5 | 0 | 0 | 0 | 0 | 0 | 0
Total | 0 | 0 | 0 | 4 | 0 | 4
MTRSCM(PT SCM MANTA ROSIE)¦ meter SN:1702234122711341
Tensiune reziduală u% | Durata t ms |  |  |  |  | Total
| 10 < t ≤ 200 | 200 < t ≤ 500 | 500 < t ≤ 1000 | 1000 < t ≤ 5000 | 5000 < t ≤ 60000
80 ≤ u < 90 | 0 | 0 | 0 | 54 | 35 | 89
70 ≤ u < 80 | 0 | 0 | 0 | 0 | 0 | 0
40 ≤ u < 70 | 0 | 0 | 0 | 0 | 0 | 0
5 ≤ u < 40 | 0 | 0 | 0 | 0 | 0 | 0
u < 5 | 0 | 0 | 0 | 0 | 0 | 0
Total | 0 | 0 | 0 | 54 | 35 | 89
REAL01(PT 1 REDIU ALDEI)¦ meter SN:1702434125895685
Tensiune reziduală u% | Durata t ms |  |  |  |  | Total
| 10 < t ≤ 200 | 200 < t ≤ 500 | 500 < t ≤ 1000 | 1000 < t ≤ 5000 | 5000 < t ≤ 60000
80 ≤ u < 90 | 0 | 0 | 0 | 1 | 0 | 1
70 ≤ u < 80 | 0 | 0 | 0 | 0 | 0 | 0
40 ≤ u < 70 | 0 | 0 | 0 | 0 | 0 | 0
5 ≤ u < 40 | 0 | 0 | 0 | 0 | 0 | 0
u < 5 | 0 | 0 | 0 | 0 | 0 | 0
Total | 0 | 0 | 0 | 1 | 0 | 1
REAL02(PT 2 REDIU ALDEI)¦ meter SN:1702434126595897
Tensiune reziduală u% | Durata t ms |  |  |  |  | Total
| 10 < t ≤ 200 | 200 < t ≤ 500 | 500 < t ≤ 1000 | 1000 < t ≤ 5000 | 5000 < t ≤ 60000
80 ≤ u < 90 | 0 | 0 | 0 | 0 | 0 | 0
70 ≤ u < 80 | 0 | 0 | 0 | 0 | 0 | 0
40 ≤ u < 70 | 0 | 0 | 0 | 0 | 0 | 0
5 ≤ u < 40 | 0 | 0 | 0 | 0 | 0 | 0
u < 5 | 0 | 0 | 0 | 0 | 0 | 0
Total | 0 | 0 | 0 | 0 | 0 | 0
REAL03(PT 3 REDIU ALDEI (SERE LEGUME))¦ meter SN:1702434126595899
Tensiune reziduală u% | Durata t ms |  |  |  |  | Total
| 10 < t ≤ 200 | 200 < t ≤ 500 | 500 < t ≤ 1000 | 1000 < t ≤ 5000 | 5000 < t ≤ 60000
80 ≤ u < 90 | 0 | 0 | 0 | 0 | 0 | 0
70 ≤ u < 80 | 0 | 0 | 0 | 0 | 0 | 0
40 ≤ u < 70 | 0 | 0 | 0 | 0 | 0 | 0
5 ≤ u < 40 | 0 | 0 | 0 | 0 | 0 | 0
u < 5 | 0 | 0 | 0 | 0 | 0 | 0
Total | 0 | 0 | 0 | 0 | 0 | 0
RUSN01(PT RUSENII NOI)¦ meter SN:1702434126423145
Tensiune reziduală u% | Durata t ms |  |  |  |  | Total
| 10 < t ≤ 200 | 200 < t ≤ 500 | 500 < t ≤ 1000 | 1000 < t ≤ 5000 | 5000 < t ≤ 60000
80 ≤ u < 90 | 0 | 0 | 0 | 0 | 0 | 0
70 ≤ u < 80 | 0 | 0 | 0 | 0 | 0 | 0
40 ≤ u < 70 | 0 | 0 | 0 | 0 | 0 | 0
5 ≤ u < 40 | 0 | 0 | 0 | 0 | 0 | 0
u < 5 | 0 | 0 | 0 | 0 | 0 | 0
Total | 0 | 0 | 0 | 0 | 0 | 0
RUSV01(PT RUSENII VECHI)¦ meter SN:1702234122711311
Tensiune reziduală u% | Durata t ms |  |  |  |  | Total
| 10 < t ≤ 200 | 200 < t ≤ 500 | 500 < t ≤ 1000 | 1000 < t ≤ 5000 | 5000 < t ≤ 60000
80 ≤ u < 90 | 0 | 0 | 0 | 3 | 0 | 3
70 ≤ u < 80 | 0 | 0 | 0 | 0 | 0 | 0
40 ≤ u < 70 | 0 | 0 | 0 | 0 | 0 | 0
5 ≤ u < 40 | 0 | 0 | 0 | 0 | 0 | 0
u < 5 | 0 | 0 | 0 | 0 | 0 | 0
Total | 0 | 0 | 0 | 3 | 0 | 3
RUSV02(PT 2 RUSENII VECHI)¦ meter SN:1702234122711315
Tensiune reziduală u% | Durata t ms |  |  |  |  | Total
| 10 < t ≤ 200 | 200 < t ≤ 500 | 500 < t ≤ 1000 | 1000 < t ≤ 5000 | 5000 < t ≤ 60000
80 ≤ u < 90 | 0 | 0 | 0 | 2 | 0 | 2
70 ≤ u < 80 | 0 | 0 | 0 | 0 | 0 | 0
40 ≤ u < 70 | 0 | 0 | 0 | 0 | 0 | 0
5 ≤ u < 40 | 0 | 0 | 0 | 0 | 0 | 0
u < 5 | 0 | 0 | 0 | 0 | 0 | 0
Total | 0 | 0 | 0 | 2 | 0 | 2
TOME01(PT 1 TOMESTI)¦ meter SN:1702434126423134
Tensiune reziduală u% | Durata t ms |  |  |  |  | Total
| 10 < t ≤ 200 | 200 < t ≤ 500 | 500 < t ≤ 1000 | 1000 < t ≤ 5000 | 5000 < t ≤ 60000
80 ≤ u < 90 | 0 | 0 | 0 | 0 | 0 | 0
70 ≤ u < 80 | 0 | 0 | 0 | 0 | 0 | 0
40 ≤ u < 70 | 0 | 0 | 0 | 0 | 0 | 0
5 ≤ u < 40 | 0 | 0 | 0 | 0 | 0 | 0
u < 5 | 0 | 0 | 0 | 0 | 0 | 0
Total | 0 | 0 | 0 | 0 | 0 | 0
TOME02(PT 2 TOMESTI)¦ meter SN:1702334125532595
Tensiune reziduală u% | Durata t ms |  |  |  |  | Total
| 10 < t ≤ 200 | 200 < t ≤ 500 | 500 < t ≤ 1000 | 1000 < t ≤ 5000 | 5000 < t ≤ 60000
80 ≤ u < 90 | 0 | 0 | 0 | 0 | 0 | 0
70 ≤ u < 80 | 0 | 0 | 0 | 0 | 0 | 0
40 ≤ u < 70 | 0 | 0 | 0 | 0 | 0 | 0
5 ≤ u < 40 | 0 | 0 | 0 | 0 | 0 | 0
u < 5 | 0 | 0 | 0 | 0 | 0 | 0
Total | 0 | 0 | 0 | 0 | 0 | 0
TOME04(PT 4 TOMESTI)¦ meter SN:1702434126423132
Tensiune reziduală u% | Durata t ms |  |  |  |  | Total
| 10 < t ≤ 200 | 200 < t ≤ 500 | 500 < t ≤ 1000 | 1000 < t ≤ 5000 | 5000 < t ≤ 60000
80 ≤ u < 90 | 0 | 0 | 0 | 0 | 0 | 0
70 ≤ u < 80 | 0 | 0 | 0 | 0 | 0 | 0
40 ≤ u < 70 | 0 | 0 | 0 | 0 | 0 | 0
5 ≤ u < 40 | 0 | 0 | 0 | 0 | 0 | 0
u < 5 | 0 | 0 | 0 | 0 | 0 | 0
Total | 0 | 0 | 0 | 0 | 0 | 0
TOME05(PT 5 TOMESTI)¦ meter SN:1702334125532575
Tensiune reziduală u% | Durata t ms |  |  |  |  | Total
| 10 < t ≤ 200 | 200 < t ≤ 500 | 500 < t ≤ 1000 | 1000 < t ≤ 5000 | 5000 < t ≤ 60000
80 ≤ u < 90 | 0 | 0 | 0 | 0 | 0 | 0
70 ≤ u < 80 | 0 | 0 | 0 | 0 | 0 | 0
40 ≤ u < 70 | 0 | 0 | 0 | 0 | 0 | 0
5 ≤ u < 40 | 0 | 0 | 0 | 0 | 0 | 0
u < 5 | 0 | 0 | 0 | 0 | 0 | 0
Total | 0 | 0 | 0 | 0 | 0 | 0
TOME08(PT 8 BLOCURI TOMESTI)¦ meter SN:1702334123978843
Tensiune reziduală u% | Durata t ms |  |  |  |  | Total
| 10 < t ≤ 200 | 200 < t ≤ 500 | 500 < t ≤ 1000 | 1000 < t ≤ 5000 | 5000 < t ≤ 60000
80 ≤ u < 90 | 0 | 0 | 0 | 0 | 0 | 0
70 ≤ u < 80 | 0 | 0 | 0 | 0 | 0 | 0
40 ≤ u < 70 | 0 | 0 | 0 | 0 | 0 | 0
5 ≤ u < 40 | 0 | 0 | 0 | 0 | 0 | 0
u < 5 | 0 | 0 | 0 | 0 | 0 | 0
Total | 0 | 0 | 0 | 0 | 0 | 0
TOME09(PT 9 POMPE BLOCURI TOMESTI)¦ meter SN:1702434126423130
Tensiune reziduală u% | Durata t ms |  |  |  |  | Total
| 10 < t ≤ 200 | 200 < t ≤ 500 | 500 < t ≤ 1000 | 1000 < t ≤ 5000 | 5000 < t ≤ 60000
80 ≤ u < 90 | 0 | 0 | 0 | 0 | 0 | 0
70 ≤ u < 80 | 0 | 0 | 0 | 0 | 0 | 0
40 ≤ u < 70 | 0 | 0 | 0 | 0 | 0 | 0
5 ≤ u < 40 | 0 | 0 | 0 | 0 | 0 | 0
u < 5 | 0 | 0 | 0 | 0 | 0 | 0
Total | 0 | 0 | 0 | 0 | 0 | 0
TOME11(PT 1 BLOCURI TOMESTI)¦ meter SN:1702334123978847
Tensiune reziduală u% | Durata t ms |  |  |  |  | Total
| 10 < t ≤ 200 | 200 < t ≤ 500 | 500 < t ≤ 1000 | 1000 < t ≤ 5000 | 5000 < t ≤ 60000
80 ≤ u < 90 | 0 | 0 | 0 | 3 | 0 | 3
70 ≤ u < 80 | 0 | 0 | 0 | 0 | 0 | 0
40 ≤ u < 70 | 0 | 0 | 0 | 0 | 0 | 0
5 ≤ u < 40 | 0 | 0 | 0 | 0 | 0 | 0
u < 5 | 0 | 0 | 0 | 0 | 0 | 0
Total | 0 | 0 | 0 | 3 | 0 | 3
TOME12(PT 2 BLOCURI TOMESTI)¦ meter SN:1702334123978838
Tensiune reziduală u% | Durata t ms |  |  |  |  | Total
| 10 < t ≤ 200 | 200 < t ≤ 500 | 500 < t ≤ 1000 | 1000 < t ≤ 5000 | 5000 < t ≤ 60000
80 ≤ u < 90 | 0 | 0 | 0 | 0 | 0 | 0
70 ≤ u < 80 | 0 | 0 | 0 | 0 | 0 | 0
40 ≤ u < 70 | 0 | 0 | 0 | 0 | 0 | 0
5 ≤ u < 40 | 0 | 0 | 0 | 0 | 0 | 0
u < 5 | 0 | 0 | 0 | 0 | 0 | 0
Total | 0 | 0 | 0 | 0 | 0 | 0
TOME13(PT 3 BLOCURI TOMESTI)¦ meter SN:1702334123978837
Tensiune reziduală u% | Durata t ms |  |  |  |  | Total
| 10 < t ≤ 200 | 200 < t ≤ 500 | 500 < t ≤ 1000 | 1000 < t ≤ 5000 | 5000 < t ≤ 60000
80 ≤ u < 90 | 0 | 0 | 0 | 5 | 0 | 5
70 ≤ u < 80 | 0 | 0 | 0 | 0 | 0 | 0
40 ≤ u < 70 | 0 | 0 | 0 | 0 | 0 | 0
5 ≤ u < 40 | 0 | 0 | 0 | 0 | 0 | 0
u < 5 | 0 | 0 | 0 | 0 | 0 | 0
Total | 0 | 0 | 0 | 5 | 0 | 5
TOME14(PT 4 BLOCURI TOMESTI)¦ meter SN:1702334125532556
Tensiune reziduală u% | Durata t ms |  |  |  |  | Total
| 10 < t ≤ 200 | 200 < t ≤ 500 | 500 < t ≤ 1000 | 1000 < t ≤ 5000 | 5000 < t ≤ 60000
80 ≤ u < 90 | 0 | 0 | 0 | 0 | 0 | 0
70 ≤ u < 80 | 0 | 0 | 0 | 0 | 0 | 0
40 ≤ u < 70 | 0 | 0 | 0 | 0 | 0 | 0
5 ≤ u < 40 | 0 | 0 | 0 | 0 | 0 | 0
u < 5 | 0 | 0 | 0 | 0 | 0 | 0
Total | 0 | 0 | 0 | 0 | 0 | 0
TOME15(PT 5 BLOCURI TOMESTI)¦ meter SN:1702334123978844
Tensiune reziduală u% | Durata t ms |  |  |  |  | Total
| 10 < t ≤ 200 | 200 < t ≤ 500 | 500 < t ≤ 1000 | 1000 < t ≤ 5000 | 5000 < t ≤ 60000
80 ≤ u < 90 | 0 | 0 | 0 | 0 | 0 | 0
70 ≤ u < 80 | 0 | 0 | 0 | 0 | 0 | 0
40 ≤ u < 70 | 0 | 0 | 0 | 0 | 0 | 0
5 ≤ u < 40 | 0 | 0 | 0 | 0 | 0 | 0
u < 5 | 0 | 0 | 0 | 0 | 0 | 0
Total | 0 | 0 | 0 | 0 | 0 | 0
TOME16(PT 6 BLOCURI TOMESTI)¦ meter SN:1702334123978845
Tensiune reziduală u% | Durata t ms |  |  |  |  | Total
| 10 < t ≤ 200 | 200 < t ≤ 500 | 500 < t ≤ 1000 | 1000 < t ≤ 5000 | 5000 < t ≤ 60000
80 ≤ u < 90 | 0 | 0 | 0 | 0 | 0 | 0
70 ≤ u < 80 | 0 | 0 | 0 | 0 | 0 | 0
40 ≤ u < 70 | 0 | 0 | 0 | 0 | 0 | 0
5 ≤ u < 40 | 0 | 0 | 0 | 0 | 0 | 0
u < 5 | 0 | 0 | 0 | 0 | 0 | 0
Total | 0 | 0 | 0 | 0 | 0 | 0
TOME17(PT 7 BLOCURI TOMESTI)¦ meter SN:1702334123978839
Tensiune reziduală u% | Durata t ms |  |  |  |  | Total
| 10 < t ≤ 200 | 200 < t ≤ 500 | 500 < t ≤ 1000 | 1000 < t ≤ 5000 | 5000 < t ≤ 60000
80 ≤ u < 90 | 0 | 0 | 0 | 0 | 0 | 0
70 ≤ u < 80 | 0 | 0 | 0 | 0 | 0 | 0
40 ≤ u < 70 | 0 | 0 | 0 | 0 | 0 | 0
5 ≤ u < 40 | 0 | 0 | 0 | 0 | 0 | 0
u < 5 | 0 | 0 | 0 | 0 | 0 | 0
Total | 0 | 0 | 0 | 0 | 0 | 0
TOME20(PT 16 TOMESTI)¦ meter SN:1702434126423144
Tensiune reziduală u% | Durata t ms |  |  |  |  | Total
| 10 < t ≤ 200 | 200 < t ≤ 500 | 500 < t ≤ 1000 | 1000 < t ≤ 5000 | 5000 < t ≤ 60000
80 ≤ u < 90 | 0 | 0 | 0 | 0 | 0 | 0
70 ≤ u < 80 | 0 | 0 | 0 | 0 | 0 | 0
40 ≤ u < 70 | 0 | 0 | 0 | 0 | 0 | 0
5 ≤ u < 40 | 0 | 0 | 0 | 0 | 0 | 0
u < 5 | 0 | 0 | 0 | 0 | 0 | 0
Total | 0 | 0 | 0 | 0 | 0 | 0
TOME22(PT 17 TOMESTI)¦ meter SN:1702434125895681
Tensiune reziduală u% | Durata t ms |  |  |  |  | Total
| 10 < t ≤ 200 | 200 < t ≤ 500 | 500 < t ≤ 1000 | 1000 < t ≤ 5000 | 5000 < t ≤ 60000
80 ≤ u < 90 | 0 | 0 | 0 | 0 | 0 | 0
70 ≤ u < 80 | 0 | 0 | 0 | 0 | 0 | 0
40 ≤ u < 70 | 0 | 0 | 0 | 0 | 0 | 0
5 ≤ u < 40 | 0 | 0 | 0 | 0 | 0 | 0
u < 5 | 0 | 0 | 0 | 0 | 0 | 0
Total | 0 | 0 | 0 | 0 | 0 | 0
TOME25(PT 14 TOMESTI)¦ meter SN:1702234122711251
Tensiune reziduală u% | Durata t ms |  |  |  |  | Total
| 10 < t ≤ 200 | 200 < t ≤ 500 | 500 < t ≤ 1000 | 1000 < t ≤ 5000 | 5000 < t ≤ 60000
80 ≤ u < 90 | 0 | 0 | 0 | 0 | 0 | 0
70 ≤ u < 80 | 0 | 0 | 0 | 0 | 0 | 0
40 ≤ u < 70 | 0 | 0 | 0 | 0 | 0 | 0
5 ≤ u < 40 | 0 | 0 | 0 | 0 | 0 | 0
u < 5 | 0 | 0 | 0 | 0 | 0 | 0
Total | 0 | 0 | 0 | 0 | 0 | 0
VDCN01(PT 1 VLADICENI)¦ meter SN:1702234122645860
Tensiune reziduală u% | Durata t ms |  |  |  |  | Total
| 10 < t ≤ 200 | 200 < t ≤ 500 | 500 < t ≤ 1000 | 1000 < t ≤ 5000 | 5000 < t ≤ 60000
80 ≤ u < 90 | 0 | 0 | 0 | 1 | 0 | 1
70 ≤ u < 80 | 0 | 0 | 0 | 0 | 0 | 0
40 ≤ u < 70 | 0 | 0 | 0 | 0 | 0 | 0
5 ≤ u < 40 | 0 | 0 | 0 | 0 | 0 | 0
u < 5 | 0 | 0 | 0 | 0 | 0 | 0
Total | 0 | 0 | 0 | 1 | 0 | 1
VDCN02(PT 2 VLADICENI)¦ meter SN:1702234122645826
Tensiune reziduală u% | Durata t ms |  |  |  |  | Total
| 10 < t ≤ 200 | 200 < t ≤ 500 | 500 < t ≤ 1000 | 1000 < t ≤ 5000 | 5000 < t ≤ 60000
80 ≤ u < 90 | 0 | 0 | 0 | 1 | 0 | 1
70 ≤ u < 80 | 0 | 0 | 0 | 0 | 0 | 0
40 ≤ u < 70 | 0 | 0 | 0 | 0 | 0 | 0
5 ≤ u < 40 | 0 | 0 | 0 | 0 | 0 | 0
u < 5 | 0 | 0 | 0 | 0 | 0 | 0
Total | 0 | 0 | 0 | 1 | 0 | 1
VDCN03(PT 3 VLADICENI)¦ meter SN:1702434126595886
Tensiune reziduală u% | Durata t ms |  |  |  |  | Total
| 10 < t ≤ 200 | 200 < t ≤ 500 | 500 < t ≤ 1000 | 1000 < t ≤ 5000 | 5000 < t ≤ 60000
80 ≤ u < 90 | 0 | 0 | 0 | 0 | 0 | 0
70 ≤ u < 80 | 0 | 0 | 0 | 0 | 0 | 0
40 ≤ u < 70 | 0 | 0 | 0 | 0 | 0 | 0
5 ≤ u < 40 | 0 | 0 | 0 | 0 | 0 | 0
u < 5 | 0 | 0 | 0 | 0 | 0 | 0
Total | 0 | 0 | 0 | 0 | 0 | 0
VDCN04(PT 4 SERE VLADICENI)¦ meter SN:1702434126595895
Tensiune reziduală u% | Durata t ms |  |  |  |  | Total
| 10 < t ≤ 200 | 200 < t ≤ 500 | 500 < t ≤ 1000 | 1000 < t ≤ 5000 | 5000 < t ≤ 60000
80 ≤ u < 90 | 0 | 0 | 0 | 0 | 0 | 0
70 ≤ u < 80 | 0 | 0 | 0 | 0 | 0 | 0
40 ≤ u < 70 | 0 | 0 | 0 | 0 | 0 | 0
5 ≤ u < 40 | 0 | 0 | 0 | 0 | 0 | 0
u < 5 | 0 | 0 | 0 | 0 | 0 | 0
Total | 0 | 0 | 0 | 0 | 0 | 0
VDCN13(PT 13 VLADICENI)¦ meter SN:1702334125532605
Tensiune reziduală u% | Durata t ms |  |  |  |  | Total
| 10 < t ≤ 200 | 200 < t ≤ 500 | 500 < t ≤ 1000 | 1000 < t ≤ 5000 | 5000 < t ≤ 60000
80 ≤ u < 90 | 0 | 0 | 0 | 0 | 0 | 0
70 ≤ u < 80 | 0 | 0 | 0 | 0 | 0 | 0
40 ≤ u < 70 | 0 | 0 | 0 | 0 | 0 | 0
5 ≤ u < 40 | 0 | 0 | 0 | 0 | 0 | 0
u < 5 | 0 | 0 | 0 | 0 | 0 | 0
Total | 0 | 0 | 0 | 0 | 0 | 0
VDCN14(PT 14 VLADICENI SC MELA MOV CAR SERVICE SRL)¦ meter SN:1702334125532519
Tensiune reziduală u% | Durata t ms |  |  |  |  | Total
| 10 < t ≤ 200 | 200 < t ≤ 500 | 500 < t ≤ 1000 | 1000 < t ≤ 5000 | 5000 < t ≤ 60000
80 ≤ u < 90 | 0 | 0 | 0 | 0 | 0 | 0
70 ≤ u < 80 | 0 | 0 | 0 | 0 | 0 | 0
40 ≤ u < 70 | 0 | 0 | 0 | 0 | 0 | 0
5 ≤ u < 40 | 0 | 0 | 0 | 0 | 0 | 0
u < 5 | 0 | 0 | 0 | 0 | 0 | 0
Total | 0 | 0 | 0 | 0 | 0 | 0
BIRN01(PT 1 BIRNOVA)¦ meter SN:1702234122645793
Tensiune reziduală u% | Durata t ms |  |  |  |  | Total
| 10 < t ≤ 200 | 200 < t ≤ 500 | 500 < t ≤ 1000 | 1000 < t ≤ 5000 | 5000 < t ≤ 60000
80 ≤ u < 90 | 0 | 0 | 0 | 63 | 48 | 111
70 ≤ u < 80 | 0 | 0 | 0 | 0 | 0 | 0
40 ≤ u < 70 | 0 | 0 | 0 | 0 | 0 | 0
5 ≤ u < 40 | 0 | 0 | 0 | 0 | 0 | 0
u < 5 | 0 | 0 | 0 | 0 | 0 | 0
Total | 0 | 0 | 0 | 63 | 48 | 111
BIRN02(PT 2 BIRNOVA)¦ meter SN:1702234122645749
Tensiune reziduală u% | Durata t ms |  |  |  |  | Total
| 10 < t ≤ 200 | 200 < t ≤ 500 | 500 < t ≤ 1000 | 1000 < t ≤ 5000 | 5000 < t ≤ 60000
80 ≤ u < 90 | 0 | 0 | 0 | 94 | 90 | 184
70 ≤ u < 80 | 0 | 0 | 0 | 0 | 0 | 0
40 ≤ u < 70 | 0 | 0 | 0 | 0 | 0 | 0
5 ≤ u < 40 | 0 | 0 | 0 | 0 | 0 | 0
u < 5 | 0 | 0 | 0 | 0 | 0 | 0
Total | 0 | 0 | 0 | 94 | 90 | 184
BIRN04(PT 4 D.MERE BIRNOVA)¦ meter SN:1702234122711365
Tensiune reziduală u% | Durata t ms |  |  |  |  | Total
| 10 < t ≤ 200 | 200 < t ≤ 500 | 500 < t ≤ 1000 | 1000 < t ≤ 5000 | 5000 < t ≤ 60000
80 ≤ u < 90 | 0 | 0 | 0 | 76 | 98 | 174
70 ≤ u < 80 | 0 | 0 | 0 | 0 | 0 | 0
40 ≤ u < 70 | 0 | 0 | 0 | 0 | 0 | 0
5 ≤ u < 40 | 0 | 0 | 0 | 0 | 0 | 0
u < 5 | 0 | 0 | 0 | 0 | 0 | 0
Total | 0 | 0 | 0 | 76 | 98 | 174
BIRN11(PT 6 BIRNOVA)¦ meter SN:1702234122645753
Tensiune reziduală u% | Durata t ms |  |  |  |  | Total
| 10 < t ≤ 200 | 200 < t ≤ 500 | 500 < t ≤ 1000 | 1000 < t ≤ 5000 | 5000 < t ≤ 60000
80 ≤ u < 90 | 0 | 0 | 0 | 140 | 95 | 235
70 ≤ u < 80 | 0 | 0 | 0 | 0 | 0 | 0
40 ≤ u < 70 | 0 | 0 | 0 | 0 | 0 | 0
5 ≤ u < 40 | 0 | 0 | 0 | 0 | 0 | 0
u < 5 | 0 | 0 | 0 | 0 | 0 | 0
Total | 0 | 0 | 0 | 140 | 95 | 235
BIRN13(PTA 7 BIRNOVA)¦ meter SN:1702234122645748
Tensiune reziduală u% | Durata t ms |  |  |  |  | Total
| 10 < t ≤ 200 | 200 < t ≤ 500 | 500 < t ≤ 1000 | 1000 < t ≤ 5000 | 5000 < t ≤ 60000
80 ≤ u < 90 | 0 | 0 | 0 | 65 | 46 | 111
70 ≤ u < 80 | 0 | 0 | 0 | 0 | 0 | 0
40 ≤ u < 70 | 0 | 0 | 0 | 0 | 0 | 0
5 ≤ u < 40 | 0 | 0 | 0 | 0 | 0 | 0
u < 5 | 0 | 0 | 0 | 0 | 0 | 0
Total | 0 | 0 | 0 | 65 | 46 | 111
BIRN14(PT 10 BARNOVA APAVITAL SPAU 6 BARNOVA)¦ meter SN:1702234122645751
Tensiune reziduală u% | Durata t ms |  |  |  |  | Total
| 10 < t ≤ 200 | 200 < t ≤ 500 | 500 < t ≤ 1000 | 1000 < t ≤ 5000 | 5000 < t ≤ 60000
80 ≤ u < 90 | 0 | 0 | 0 | 206 | 123 | 329
70 ≤ u < 80 | 0 | 0 | 0 | 0 | 0 | 0
40 ≤ u < 70 | 0 | 0 | 0 | 0 | 0 | 0
5 ≤ u < 40 | 0 | 0 | 0 | 0 | 0 | 0
u < 5 | 0 | 0 | 0 | 0 | 0 | 0
Total | 0 | 0 | 0 | 206 | 123 | 329
BUCU01(PT VILA GREIERU)¦ meter SN:1702234122711385
Tensiune reziduală u% | Durata t ms |  |  |  |  | Total
| 10 < t ≤ 200 | 200 < t ≤ 500 | 500 < t ≤ 1000 | 1000 < t ≤ 5000 | 5000 < t ≤ 60000
80 ≤ u < 90 | 0 | 0 | 0 | 7 | 0 | 7
70 ≤ u < 80 | 0 | 0 | 0 | 0 | 0 | 0
40 ≤ u < 70 | 0 | 0 | 0 | 0 | 0 | 0
5 ≤ u < 40 | 0 | 0 | 0 | 0 | 0 | 0
u < 5 | 0 | 0 | 0 | 0 | 0 | 0
Total | 0 | 0 | 0 | 7 | 0 | 7
BUCU02(PT GRADINA ZOOLOGICA)¦ meter SN:1702334125532522
Tensiune reziduală u% | Durata t ms |  |  |  |  | Total
| 10 < t ≤ 200 | 200 < t ≤ 500 | 500 < t ≤ 1000 | 1000 < t ≤ 5000 | 5000 < t ≤ 60000
80 ≤ u < 90 | 0 | 0 | 0 | 0 | 0 | 0
70 ≤ u < 80 | 0 | 0 | 0 | 0 | 0 | 0
40 ≤ u < 70 | 0 | 0 | 0 | 0 | 0 | 0
5 ≤ u < 40 | 0 | 0 | 0 | 0 | 0 | 0
u < 5 | 0 | 0 | 0 | 0 | 0 | 0
Total | 0 | 0 | 0 | 0 | 0 | 0
BUCU05(PT 5 IL. BUCIUM)¦ meter SN:1702234122645834
Tensiune reziduală u% | Durata t ms |  |  |  |  | Total
| 10 < t ≤ 200 | 200 < t ≤ 500 | 500 < t ≤ 1000 | 1000 < t ≤ 5000 | 5000 < t ≤ 60000
80 ≤ u < 90 | 0 | 0 | 0 | 0 | 0 | 0
70 ≤ u < 80 | 0 | 0 | 0 | 0 | 0 | 0
40 ≤ u < 70 | 0 | 0 | 0 | 0 | 0 | 0
5 ≤ u < 40 | 0 | 0 | 0 | 0 | 0 | 0
u < 5 | 0 | 0 | 0 | 0 | 0 | 0
Total | 0 | 0 | 0 | 0 | 0 | 0
BUCU06(PT 6 MOTEL BUCIUM)¦ meter SN:1702234123505924
Tensiune reziduală u% | Durata t ms |  |  |  |  | Total
| 10 < t ≤ 200 | 200 < t ≤ 500 | 500 < t ≤ 1000 | 1000 < t ≤ 5000 | 5000 < t ≤ 60000
80 ≤ u < 90 | 0 | 0 | 0 | 1 | 0 | 1
70 ≤ u < 80 | 0 | 0 | 0 | 0 | 0 | 0
40 ≤ u < 70 | 0 | 0 | 0 | 0 | 0 | 0
5 ≤ u < 40 | 0 | 0 | 0 | 0 | 0 | 0
u < 5 | 0 | 0 | 0 | 0 | 0 | 0
Total | 0 | 0 | 0 | 1 | 0 | 1
BUCU08(PT 8 BUCIUM)¦ meter SN:1702234122645866
Tensiune reziduală u% | Durata t ms |  |  |  |  | Total
| 10 < t ≤ 200 | 200 < t ≤ 500 | 500 < t ≤ 1000 | 1000 < t ≤ 5000 | 5000 < t ≤ 60000
80 ≤ u < 90 | 0 | 0 | 0 | 0 | 0 | 0
70 ≤ u < 80 | 0 | 0 | 0 | 0 | 0 | 0
40 ≤ u < 70 | 0 | 0 | 0 | 0 | 0 | 0
5 ≤ u < 40 | 0 | 0 | 0 | 0 | 0 | 0
u < 5 | 0 | 0 | 0 | 0 | 0 | 0
Total | 0 | 0 | 0 | 0 | 0 | 0
BUCU10(PTA 10 BUCIUM)¦ meter SN:1702234123505923
Tensiune reziduală u% | Durata t ms |  |  |  |  | Total
| 10 < t ≤ 200 | 200 < t ≤ 500 | 500 < t ≤ 1000 | 1000 < t ≤ 5000 | 5000 < t ≤ 60000
80 ≤ u < 90 | 0 | 0 | 0 | 10 | 0 | 10
70 ≤ u < 80 | 0 | 0 | 0 | 0 | 0 | 0
40 ≤ u < 70 | 0 | 0 | 0 | 0 | 0 | 0
5 ≤ u < 40 | 0 | 0 | 0 | 0 | 0 | 0
u < 5 | 0 | 0 | 0 | 0 | 0 | 0
Total | 0 | 0 | 0 | 10 | 0 | 10
BUCU15(PT 15 BUCIUM)¦ meter SN:1702334125532603
Tensiune reziduală u% | Durata t ms |  |  |  |  | Total
| 10 < t ≤ 200 | 200 < t ≤ 500 | 500 < t ≤ 1000 | 1000 < t ≤ 5000 | 5000 < t ≤ 60000
80 ≤ u < 90 | 0 | 0 | 0 | 0 | 0 | 0
70 ≤ u < 80 | 0 | 0 | 0 | 0 | 0 | 0
40 ≤ u < 70 | 0 | 0 | 0 | 0 | 0 | 0
5 ≤ u < 40 | 0 | 0 | 0 | 0 | 0 | 0
u < 5 | 0 | 0 | 0 | 0 | 0 | 0
Total | 0 | 0 | 0 | 0 | 0 | 0
CIUR03(PT 3 CIUREA)¦ meter SN:1702434125831854
Tensiune reziduală u% | Durata t ms |  |  |  |  | Total
| 10 < t ≤ 200 | 200 < t ≤ 500 | 500 < t ≤ 1000 | 1000 < t ≤ 5000 | 5000 < t ≤ 60000
80 ≤ u < 90 | 0 | 0 | 0 | 0 | 0 | 0
70 ≤ u < 80 | 0 | 0 | 0 | 0 | 0 | 0
40 ≤ u < 70 | 0 | 0 | 0 | 0 | 0 | 0
5 ≤ u < 40 | 0 | 0 | 0 | 0 | 0 | 0
u < 5 | 0 | 0 | 0 | 0 | 0 | 0
Total | 0 | 0 | 0 | 0 | 0 | 0
CIUR04(PT 4 ACUMULARE CIUREA)¦ meter SN:1702334123717735
Tensiune reziduală u% | Durata t ms |  |  |  |  | Total
| 10 < t ≤ 200 | 200 < t ≤ 500 | 500 < t ≤ 1000 | 1000 < t ≤ 5000 | 5000 < t ≤ 60000
80 ≤ u < 90 | 0 | 0 | 0 | 2 | 1 | 3
70 ≤ u < 80 | 0 | 0 | 0 | 0 | 0 | 0
40 ≤ u < 70 | 0 | 0 | 0 | 0 | 0 | 0
5 ≤ u < 40 | 0 | 0 | 0 | 0 | 0 | 0
u < 5 | 0 | 0 | 0 | 0 | 0 | 0
Total | 0 | 0 | 0 | 2 | 1 | 3
CIUR12(PT 12 CIUREA)¦ meter SN:1702334125532529
Tensiune reziduală u% | Durata t ms |  |  |  |  | Total
| 10 < t ≤ 200 | 200 < t ≤ 500 | 500 < t ≤ 1000 | 1000 < t ≤ 5000 | 5000 < t ≤ 60000
80 ≤ u < 90 | 0 | 0 | 0 | 0 | 0 | 0
70 ≤ u < 80 | 0 | 0 | 0 | 0 | 0 | 0
40 ≤ u < 70 | 0 | 0 | 0 | 0 | 0 | 0
5 ≤ u < 40 | 0 | 0 | 0 | 0 | 0 | 0
u < 5 | 0 | 0 | 0 | 0 | 0 | 0
Total | 0 | 0 | 0 | 0 | 0 | 0
PAUN01(PT 1 PAUN)¦ meter SN:1702234122645752
Tensiune reziduală u% | Durata t ms |  |  |  |  | Total
| 10 < t ≤ 200 | 200 < t ≤ 500 | 500 < t ≤ 1000 | 1000 < t ≤ 5000 | 5000 < t ≤ 60000
80 ≤ u < 90 | 0 | 0 | 0 | 140 | 124 | 264
70 ≤ u < 80 | 0 | 0 | 0 | 0 | 0 | 0
40 ≤ u < 70 | 0 | 0 | 0 | 0 | 0 | 0
5 ≤ u < 40 | 0 | 0 | 0 | 0 | 0 | 0
u < 5 | 0 | 0 | 0 | 0 | 0 | 0
Total | 0 | 0 | 0 | 140 | 124 | 264
PAUN02(PT 2 PAUN)¦ meter SN:1702234122711381
Tensiune reziduală u% | Durata t ms |  |  |  |  | Total
| 10 < t ≤ 200 | 200 < t ≤ 500 | 500 < t ≤ 1000 | 1000 < t ≤ 5000 | 5000 < t ≤ 60000
80 ≤ u < 90 | 0 | 0 | 0 | 298 | 295 | 593
70 ≤ u < 80 | 0 | 0 | 0 | 0 | 0 | 0
40 ≤ u < 70 | 0 | 0 | 0 | 0 | 0 | 0
5 ≤ u < 40 | 0 | 0 | 0 | 0 | 0 | 0
u < 5 | 0 | 0 | 0 | 0 | 0 | 0
Total | 0 | 0 | 0 | 298 | 295 | 593
PAUN03(PT 3 PAUN)¦ meter SN:1702234122645835
Tensiune reziduală u% | Durata t ms |  |  |  |  | Total
| 10 < t ≤ 200 | 200 < t ≤ 500 | 500 < t ≤ 1000 | 1000 < t ≤ 5000 | 5000 < t ≤ 60000
80 ≤ u < 90 | 0 | 0 | 0 | 0 | 0 | 0
70 ≤ u < 80 | 0 | 0 | 0 | 0 | 0 | 0
40 ≤ u < 70 | 0 | 0 | 0 | 0 | 0 | 0
5 ≤ u < 40 | 0 | 0 | 0 | 0 | 0 | 0
u < 5 | 0 | 0 | 0 | 0 | 0 | 0
Total | 0 | 0 | 0 | 0 | 0 | 0
PAUN05(PT 5 PAUN)¦ meter SN:1702234122711383
Tensiune reziduală u% | Durata t ms |  |  |  |  | Total
| 10 < t ≤ 200 | 200 < t ≤ 500 | 500 < t ≤ 1000 | 1000 < t ≤ 5000 | 5000 < t ≤ 60000
80 ≤ u < 90 | 0 | 0 | 0 | 168 | 119 | 287
70 ≤ u < 80 | 0 | 0 | 0 | 0 | 0 | 0
40 ≤ u < 70 | 0 | 0 | 0 | 0 | 0 | 0
5 ≤ u < 40 | 0 | 0 | 0 | 0 | 0 | 0
u < 5 | 0 | 0 | 0 | 0 | 0 | 0
Total | 0 | 0 | 0 | 168 | 119 | 287
PAUN06(PT 6 PAUN)¦ meter SN:1702234122711384
Tensiune reziduală u% | Durata t ms |  |  |  |  | Total
| 10 < t ≤ 200 | 200 < t ≤ 500 | 500 < t ≤ 1000 | 1000 < t ≤ 5000 | 5000 < t ≤ 60000
80 ≤ u < 90 | 0 | 0 | 0 | 72 | 51 | 123
70 ≤ u < 80 | 0 | 0 | 0 | 0 | 0 | 0
40 ≤ u < 70 | 0 | 0 | 0 | 0 | 0 | 0
5 ≤ u < 40 | 0 | 0 | 0 | 0 | 0 | 0
u < 5 | 0 | 0 | 0 | 0 | 0 | 0
Total | 0 | 0 | 0 | 72 | 51 | 123
PIEB01(PT 1 PIETRARIE)¦ meter SN:1702234122711382
Tensiune reziduală u% | Durata t ms |  |  |  |  | Total
| 10 < t ≤ 200 | 200 < t ≤ 500 | 500 < t ≤ 1000 | 1000 < t ≤ 5000 | 5000 < t ≤ 60000
80 ≤ u < 90 | 0 | 0 | 0 | 84 | 101 | 185
70 ≤ u < 80 | 0 | 0 | 0 | 0 | 0 | 0
40 ≤ u < 70 | 0 | 0 | 0 | 0 | 0 | 0
5 ≤ u < 40 | 0 | 0 | 0 | 0 | 0 | 0
u < 5 | 0 | 0 | 0 | 0 | 0 | 0
Total | 0 | 0 | 0 | 84 | 101 | 185
PIEB02(PT 2 PIETRARIE)¦ meter SN:1702234122711368
Tensiune reziduală u% | Durata t ms |  |  |  |  | Total
| 10 < t ≤ 200 | 200 < t ≤ 500 | 500 < t ≤ 1000 | 1000 < t ≤ 5000 | 5000 < t ≤ 60000
80 ≤ u < 90 | 0 | 0 | 0 | 197 | 162 | 359
70 ≤ u < 80 | 0 | 0 | 0 | 0 | 0 | 0
40 ≤ u < 70 | 0 | 0 | 0 | 0 | 0 | 0
5 ≤ u < 40 | 0 | 0 | 0 | 0 | 0 | 0
u < 5 | 0 | 0 | 0 | 0 | 0 | 0
Total | 0 | 0 | 0 | 197 | 162 | 359
PIEB03(PT PIETRARIE VALE)¦ meter SN:1702234122711363
Tensiune reziduală u% | Durata t ms |  |  |  |  | Total
| 10 < t ≤ 200 | 200 < t ≤ 500 | 500 < t ≤ 1000 | 1000 < t ≤ 5000 | 5000 < t ≤ 60000
80 ≤ u < 90 | 0 | 0 | 0 | 265 | 79 | 344
70 ≤ u < 80 | 0 | 0 | 0 | 0 | 0 | 0
40 ≤ u < 70 | 0 | 0 | 0 | 0 | 0 | 0
5 ≤ u < 40 | 0 | 0 | 0 | 0 | 0 | 0
u < 5 | 0 | 0 | 0 | 0 | 0 | 0
Total | 0 | 0 | 0 | 265 | 79 | 344
PIEB04(PT 3 PIETRARIE INT)¦ meter SN:1702234123505922
Tensiune reziduală u% | Durata t ms |  |  |  |  | Total
| 10 < t ≤ 200 | 200 < t ≤ 500 | 500 < t ≤ 1000 | 1000 < t ≤ 5000 | 5000 < t ≤ 60000
80 ≤ u < 90 | 0 | 0 | 0 | 5 | 0 | 5
70 ≤ u < 80 | 0 | 0 | 0 | 0 | 0 | 0
40 ≤ u < 70 | 0 | 0 | 0 | 0 | 0 | 0
5 ≤ u < 40 | 0 | 0 | 0 | 0 | 0 | 0
u < 5 | 0 | 0 | 0 | 0 | 0 | 0
Total | 0 | 0 | 0 | 5 | 0 | 5
PIEB05(PT 5 PIETRARIE (EGERIA))¦ meter SN:1702234122711243
Tensiune reziduală u% | Durata t ms |  |  |  |  | Total
| 10 < t ≤ 200 | 200 < t ≤ 500 | 500 < t ≤ 1000 | 1000 < t ≤ 5000 | 5000 < t ≤ 60000
80 ≤ u < 90 | 0 | 0 | 0 | 2 | 0 | 2
70 ≤ u < 80 | 0 | 0 | 0 | 0 | 0 | 0
40 ≤ u < 70 | 0 | 0 | 0 | 0 | 0 | 0
5 ≤ u < 40 | 0 | 0 | 0 | 0 | 0 | 0
u < 5 | 0 | 0 | 0 | 0 | 0 | 0
Total | 0 | 0 | 0 | 2 | 0 | 2
PIEB05(PT 5 PIETRARIE (EGERIA))¦ meter SN:1702234122711244
Tensiune reziduală u% | Durata t ms |  |  |  |  | Total
| 10 < t ≤ 200 | 200 < t ≤ 500 | 500 < t ≤ 1000 | 1000 < t ≤ 5000 | 5000 < t ≤ 60000
80 ≤ u < 90 | 0 | 0 | 0 | 1 | 0 | 1
70 ≤ u < 80 | 0 | 0 | 0 | 0 | 0 | 0
40 ≤ u < 70 | 0 | 0 | 0 | 0 | 0 | 0
5 ≤ u < 40 | 0 | 0 | 0 | 0 | 0 | 0
u < 5 | 0 | 0 | 0 | 0 | 0 | 0
Total | 0 | 0 | 0 | 1 | 0 | 1
VAMS02(PT 2 VAMASOAIA)¦ meter SN:1702234122645821
Tensiune reziduală u% | Durata t ms |  |  |  |  | Total
| 10 < t ≤ 200 | 200 < t ≤ 500 | 500 < t ≤ 1000 | 1000 < t ≤ 5000 | 5000 < t ≤ 60000
80 ≤ u < 90 | 0 | 0 | 0 | 8 | 0 | 8
70 ≤ u < 80 | 0 | 0 | 0 | 0 | 0 | 0
40 ≤ u < 70 | 0 | 0 | 0 | 0 | 0 | 0
5 ≤ u < 40 | 0 | 0 | 0 | 0 | 0 | 0
u < 5 | 0 | 0 | 0 | 0 | 0 | 0
Total | 0 | 0 | 0 | 8 | 0 | 8
VISA02(PT IAS VISANI)¦ meter SN:1702234122645768
Tensiune reziduală u% | Durata t ms |  |  |  |  | Total
| 10 < t ≤ 200 | 200 < t ≤ 500 | 500 < t ≤ 1000 | 1000 < t ≤ 5000 | 5000 < t ≤ 60000
80 ≤ u < 90 | 0 | 0 | 0 | 5 | 0 | 5
70 ≤ u < 80 | 0 | 0 | 0 | 0 | 0 | 0
40 ≤ u < 70 | 0 | 0 | 0 | 0 | 0 | 0
5 ≤ u < 40 | 0 | 0 | 0 | 0 | 0 | 0
u < 5 | 0 | 0 | 0 | 0 | 0 | 0
Total | 0 | 0 | 0 | 5 | 0 | 5
VISA10(PT 10 VISANI)¦ meter SN:1702234122711366
Tensiune reziduală u% | Durata t ms |  |  |  |  | Total
| 10 < t ≤ 200 | 200 < t ≤ 500 | 500 < t ≤ 1000 | 1000 < t ≤ 5000 | 5000 < t ≤ 60000
80 ≤ u < 90 | 0 | 0 | 0 | 5 | 0 | 5
70 ≤ u < 80 | 0 | 0 | 0 | 0 | 0 | 0
40 ≤ u < 70 | 0 | 0 | 0 | 0 | 0 | 0
5 ≤ u < 40 | 0 | 0 | 0 | 0 | 0 | 0
u < 5 | 0 | 0 | 0 | 0 | 0 | 0
Total | 0 | 0 | 0 | 5 | 0 | 5
COGE02(PT 2 COGEASCA)¦ meter SN:1702434125895720
Tensiune reziduală u% | Durata t ms |  |  |  |  | Total
| 10 < t ≤ 200 | 200 < t ≤ 500 | 500 < t ≤ 1000 | 1000 < t ≤ 5000 | 5000 < t ≤ 60000
80 ≤ u < 90 | 0 | 0 | 0 | 0 | 0 | 0
70 ≤ u < 80 | 0 | 0 | 0 | 0 | 0 | 0
40 ≤ u < 70 | 0 | 0 | 0 | 0 | 0 | 0
5 ≤ u < 40 | 0 | 0 | 0 | 0 | 0 | 0
u < 5 | 0 | 0 | 0 | 0 | 0 | 0
Total | 0 | 0 | 0 | 0 | 0 | 0
COGE03(PT 3 COGEASCA)¦ meter SN:1702334125532574
Tensiune reziduală u% | Durata t ms |  |  |  |  | Total
| 10 < t ≤ 200 | 200 < t ≤ 500 | 500 < t ≤ 1000 | 1000 < t ≤ 5000 | 5000 < t ≤ 60000
80 ≤ u < 90 | 0 | 0 | 0 | 0 | 0 | 0
70 ≤ u < 80 | 0 | 0 | 0 | 0 | 0 | 0
40 ≤ u < 70 | 0 | 0 | 0 | 0 | 0 | 0
5 ≤ u < 40 | 0 | 0 | 0 | 0 | 0 | 0
u < 5 | 0 | 0 | 0 | 0 | 0 | 0
Total | 0 | 0 | 0 | 0 | 0 | 0
LETC02(PT 2 LETCANI)¦ meter SN:1702234122645691
Tensiune reziduală u% | Durata t ms |  |  |  |  | Total
| 10 < t ≤ 200 | 200 < t ≤ 500 | 500 < t ≤ 1000 | 1000 < t ≤ 5000 | 5000 < t ≤ 60000
80 ≤ u < 90 | 0 | 0 | 0 | 0 | 0 | 0
70 ≤ u < 80 | 0 | 0 | 0 | 0 | 0 | 0
40 ≤ u < 70 | 0 | 0 | 0 | 0 | 0 | 0
5 ≤ u < 40 | 0 | 0 | 0 | 0 | 0 | 0
u < 5 | 0 | 0 | 0 | 0 | 0 | 0
Total | 0 | 0 | 0 | 0 | 0 | 0
LETC03(PT 3 LETCANI)¦ meter SN:1702234122645820
Tensiune reziduală u% | Durata t ms |  |  |  |  | Total
| 10 < t ≤ 200 | 200 < t ≤ 500 | 500 < t ≤ 1000 | 1000 < t ≤ 5000 | 5000 < t ≤ 60000
80 ≤ u < 90 | 0 | 0 | 0 | 0 | 0 | 0
70 ≤ u < 80 | 0 | 0 | 0 | 0 | 0 | 0
40 ≤ u < 70 | 0 | 0 | 0 | 0 | 0 | 0
5 ≤ u < 40 | 0 | 0 | 0 | 0 | 0 | 0
u < 5 | 0 | 0 | 0 | 0 | 0 | 0
Total | 0 | 0 | 0 | 0 | 0 | 0
LETC06(PT 6 LETCANI (GARA))¦ meter SN:1702434126588468
Tensiune reziduală u% | Durata t ms |  |  |  |  | Total
| 10 < t ≤ 200 | 200 < t ≤ 500 | 500 < t ≤ 1000 | 1000 < t ≤ 5000 | 5000 < t ≤ 60000
80 ≤ u < 90 | 0 | 0 | 0 | 0 | 0 | 0
70 ≤ u < 80 | 0 | 0 | 0 | 0 | 0 | 0
40 ≤ u < 70 | 0 | 0 | 0 | 0 | 0 | 0
5 ≤ u < 40 | 0 | 0 | 0 | 0 | 0 | 0
u < 5 | 0 | 0 | 0 | 0 | 0 | 0
Total | 0 | 0 | 0 | 0 | 0 | 0
RADU01(PT 1 RADUCANENI)¦ meter SN:1702434127805186
Tensiune reziduală u% | Durata t ms |  |  |  |  | Total
| 10 < t ≤ 200 | 200 < t ≤ 500 | 500 < t ≤ 1000 | 1000 < t ≤ 5000 | 5000 < t ≤ 60000
80 ≤ u < 90 | 0 | 0 | 0 | 0 | 0 | 0
70 ≤ u < 80 | 0 | 0 | 0 | 0 | 0 | 0
40 ≤ u < 70 | 0 | 0 | 0 | 0 | 0 | 0
5 ≤ u < 40 | 0 | 0 | 0 | 0 | 0 | 0
u < 5 | 0 | 0 | 0 | 0 | 0 | 0
Total | 0 | 0 | 0 | 0 | 0 | 0
RADU05(PT 5 RADUCANENI)¦ meter SN:1702434127045209
Tensiune reziduală u% | Durata t ms |  |  |  |  | Total
| 10 < t ≤ 200 | 200 < t ≤ 500 | 500 < t ≤ 1000 | 1000 < t ≤ 5000 | 5000 < t ≤ 60000
80 ≤ u < 90 | 0 | 0 | 0 | 0 | 0 | 0
70 ≤ u < 80 | 0 | 0 | 0 | 0 | 0 | 0
40 ≤ u < 70 | 0 | 0 | 0 | 0 | 0 | 0
5 ≤ u < 40 | 0 | 0 | 0 | 0 | 0 | 0
u < 5 | 0 | 0 | 0 | 0 | 0 | 0
Total | 0 | 0 | 0 | 0 | 0 | 0
RADU06(PT 6 RADUCANENI)¦ meter SN:1702434127045211
Tensiune reziduală u% | Durata t ms |  |  |  |  | Total
| 10 < t ≤ 200 | 200 < t ≤ 500 | 500 < t ≤ 1000 | 1000 < t ≤ 5000 | 5000 < t ≤ 60000
80 ≤ u < 90 | 0 | 0 | 0 | 0 | 0 | 0
70 ≤ u < 80 | 0 | 0 | 0 | 0 | 0 | 0
40 ≤ u < 70 | 0 | 0 | 0 | 0 | 0 | 0
5 ≤ u < 40 | 0 | 0 | 0 | 0 | 0 | 0
u < 5 | 0 | 0 | 0 | 0 | 0 | 0
Total | 0 | 0 | 0 | 0 | 0 | 0
RADU07(PTZ 7 RADUCANENI)¦ meter SN:1702334124027424
Tensiune reziduală u% | Durata t ms |  |  |  |  | Total
| 10 < t ≤ 200 | 200 < t ≤ 500 | 500 < t ≤ 1000 | 1000 < t ≤ 5000 | 5000 < t ≤ 60000
80 ≤ u < 90 | 0 | 0 | 0 | 0 | 0 | 0
70 ≤ u < 80 | 0 | 0 | 0 | 0 | 0 | 0
40 ≤ u < 70 | 0 | 0 | 0 | 0 | 0 | 0
5 ≤ u < 40 | 0 | 0 | 0 | 0 | 0 | 0
u < 5 | 0 | 0 | 0 | 0 | 0 | 0
Total | 0 | 0 | 0 | 0 | 0 | 0
RADU08(PTZ 8 RADUCANENI)¦ meter SN:1702434125831803
Tensiune reziduală u% | Durata t ms |  |  |  |  | Total
| 10 < t ≤ 200 | 200 < t ≤ 500 | 500 < t ≤ 1000 | 1000 < t ≤ 5000 | 5000 < t ≤ 60000
80 ≤ u < 90 | 0 | 0 | 0 | 0 | 0 | 0
70 ≤ u < 80 | 0 | 0 | 0 | 0 | 0 | 0
40 ≤ u < 70 | 0 | 0 | 0 | 0 | 0 | 0
5 ≤ u < 40 | 0 | 0 | 0 | 0 | 0 | 0
u < 5 | 0 | 0 | 0 | 0 | 0 | 0
Total | 0 | 0 | 0 | 0 | 0 | 0
RADU10(PT 10 RADUCANENI)¦ meter SN:1702434125831804
Tensiune reziduală u% | Durata t ms |  |  |  |  | Total
| 10 < t ≤ 200 | 200 < t ≤ 500 | 500 < t ≤ 1000 | 1000 < t ≤ 5000 | 5000 < t ≤ 60000
80 ≤ u < 90 | 0 | 0 | 0 | 0 | 0 | 0
70 ≤ u < 80 | 0 | 0 | 0 | 0 | 0 | 0
40 ≤ u < 70 | 0 | 0 | 0 | 0 | 0 | 0
5 ≤ u < 40 | 0 | 0 | 0 | 0 | 0 | 0
u < 5 | 0 | 0 | 0 | 0 | 0 | 0
Total | 0 | 0 | 0 | 0 | 0 | 0
RADU14(PT 14 RADUCANENI)¦ meter SN:1702434127805185
Tensiune reziduală u% | Durata t ms |  |  |  |  | Total
| 10 < t ≤ 200 | 200 < t ≤ 500 | 500 < t ≤ 1000 | 1000 < t ≤ 5000 | 5000 < t ≤ 60000
80 ≤ u < 90 | 0 | 0 | 0 | 0 | 0 | 0
70 ≤ u < 80 | 0 | 0 | 0 | 0 | 0 | 0
40 ≤ u < 70 | 0 | 0 | 0 | 0 | 0 | 0
5 ≤ u < 40 | 0 | 0 | 0 | 0 | 0 | 0
u < 5 | 0 | 0 | 0 | 0 | 0 | 0
Total | 0 | 0 | 0 | 0 | 0 | 0
RADU19(PT 19 RADUCANENI)¦ meter SN:1702434125831806
Tensiune reziduală u% | Durata t ms |  |  |  |  | Total
| 10 < t ≤ 200 | 200 < t ≤ 500 | 500 < t ≤ 1000 | 1000 < t ≤ 5000 | 5000 < t ≤ 60000
80 ≤ u < 90 | 0 | 0 | 0 | 0 | 0 | 0
70 ≤ u < 80 | 0 | 0 | 0 | 0 | 0 | 0
40 ≤ u < 70 | 0 | 0 | 0 | 0 | 0 | 0
5 ≤ u < 40 | 0 | 0 | 0 | 0 | 0 | 0
u < 5 | 0 | 0 | 0 | 0 | 0 | 0
Total | 0 | 0 | 0 | 0 | 0 | 0
POPR23(PT 3 POMPE PISCICOLA POPRICANI)¦ meter SN:1702434126588476
Tensiune reziduală u% | Durata t ms |  |  |  |  | Total
| 10 < t ≤ 200 | 200 < t ≤ 500 | 500 < t ≤ 1000 | 1000 < t ≤ 5000 | 5000 < t ≤ 60000
80 ≤ u < 90 | 0 | 0 | 0 | 0 | 0 | 0
70 ≤ u < 80 | 0 | 0 | 0 | 0 | 0 | 0
40 ≤ u < 70 | 0 | 0 | 0 | 0 | 0 | 0
5 ≤ u < 40 | 0 | 0 | 0 | 0 | 0 | 0
u < 5 | 0 | 0 | 0 | 0 | 0 | 0
Total | 0 | 0 | 0 | 0 | 0 | 0
SCUL01(PT SPITAL SCULENI)¦ meter SN:1702234122645807
Tensiune reziduală u% | Durata t ms |  |  |  |  | Total
| 10 < t ≤ 200 | 200 < t ≤ 500 | 500 < t ≤ 1000 | 1000 < t ≤ 5000 | 5000 < t ≤ 60000
80 ≤ u < 90 | 0 | 0 | 0 | 2 | 0 | 2
70 ≤ u < 80 | 0 | 0 | 0 | 0 | 0 | 0
40 ≤ u < 70 | 0 | 0 | 0 | 0 | 0 | 0
5 ≤ u < 40 | 0 | 0 | 0 | 0 | 0 | 0
u < 5 | 0 | 0 | 0 | 0 | 0 | 0
Total | 0 | 0 | 0 | 2 | 0 | 2
SCUL02(PT 2 TLHS SCULENI)¦ meter SN:1702234122645805
Tensiune reziduală u% | Durata t ms |  |  |  |  | Total
| 10 < t ≤ 200 | 200 < t ≤ 500 | 500 < t ≤ 1000 | 1000 < t ≤ 5000 | 5000 < t ≤ 60000
80 ≤ u < 90 | 0 | 0 | 0 | 0 | 0 | 0
70 ≤ u < 80 | 0 | 0 | 0 | 0 | 0 | 0
40 ≤ u < 70 | 0 | 0 | 0 | 0 | 0 | 0
5 ≤ u < 40 | 0 | 0 | 0 | 0 | 0 | 0
u < 5 | 0 | 0 | 0 | 0 | 0 | 0
Total | 0 | 0 | 0 | 0 | 0 | 0
SCUL13(PTA 4 STATIE TRATARE APA SCULENI)¦ meter SN:1702234122645727
Tensiune reziduală u% | Durata t ms |  |  |  |  | Total
| 10 < t ≤ 200 | 200 < t ≤ 500 | 500 < t ≤ 1000 | 1000 < t ≤ 5000 | 5000 < t ≤ 60000
80 ≤ u < 90 | 0 | 0 | 0 | 2 | 0 | 2
70 ≤ u < 80 | 0 | 0 | 0 | 0 | 0 | 0
40 ≤ u < 70 | 0 | 0 | 0 | 0 | 0 | 0
5 ≤ u < 40 | 0 | 0 | 0 | 0 | 0 | 0
u < 5 | 0 | 0 | 0 | 0 | 0 | 0
Total | 0 | 0 | 0 | 2 | 0 | 2
BIVO01(PT 1 BIVOLARI)¦ meter SN:1702334123717736
Tensiune reziduală u% | Durata t ms |  |  |  |  | Total
| 10 < t ≤ 200 | 200 < t ≤ 500 | 500 < t ≤ 1000 | 1000 < t ≤ 5000 | 5000 < t ≤ 60000
80 ≤ u < 90 | 0 | 0 | 0 | 0 | 0 | 0
70 ≤ u < 80 | 0 | 0 | 0 | 0 | 0 | 0
40 ≤ u < 70 | 0 | 0 | 0 | 0 | 0 | 0
5 ≤ u < 40 | 0 | 0 | 0 | 0 | 0 | 0
u < 5 | 0 | 0 | 0 | 0 | 0 | 0
Total | 0 | 0 | 0 | 0 | 0 | 0
BIVO02(PT 2 BIVOLARI)¦ meter SN:1702334125532568
Tensiune reziduală u% | Durata t ms |  |  |  |  | Total
| 10 < t ≤ 200 | 200 < t ≤ 500 | 500 < t ≤ 1000 | 1000 < t ≤ 5000 | 5000 < t ≤ 60000
80 ≤ u < 90 | 0 | 0 | 0 | 0 | 0 | 0
70 ≤ u < 80 | 0 | 0 | 0 | 0 | 0 | 0
40 ≤ u < 70 | 0 | 0 | 0 | 0 | 0 | 0
5 ≤ u < 40 | 0 | 0 | 0 | 0 | 0 | 0
u < 5 | 0 | 0 | 0 | 0 | 0 | 0
Total | 0 | 0 | 0 | 0 | 0 | 0
BIVO03(PT 3 BIVOLARI)¦ meter SN:1702434126588466
Tensiune reziduală u% | Durata t ms |  |  |  |  | Total
| 10 < t ≤ 200 | 200 < t ≤ 500 | 500 < t ≤ 1000 | 1000 < t ≤ 5000 | 5000 < t ≤ 60000
80 ≤ u < 90 | 0 | 0 | 0 | 0 | 0 | 0
70 ≤ u < 80 | 0 | 0 | 0 | 0 | 0 | 0
40 ≤ u < 70 | 0 | 0 | 0 | 0 | 0 | 0
5 ≤ u < 40 | 0 | 0 | 0 | 0 | 0 | 0
u < 5 | 0 | 0 | 0 | 0 | 0 | 0
Total | 0 | 0 | 0 | 0 | 0 | 0
BIVO04(PT 4 BIVOLARI CORNU NEGRU)¦ meter SN:1702434126588471
Tensiune reziduală u% | Durata t ms |  |  |  |  | Total
| 10 < t ≤ 200 | 200 < t ≤ 500 | 500 < t ≤ 1000 | 1000 < t ≤ 5000 | 5000 < t ≤ 60000
80 ≤ u < 90 | 0 | 0 | 0 | 0 | 0 | 0
70 ≤ u < 80 | 0 | 0 | 0 | 0 | 0 | 0
40 ≤ u < 70 | 0 | 0 | 0 | 0 | 0 | 0
5 ≤ u < 40 | 0 | 0 | 0 | 0 | 0 | 0
u < 5 | 0 | 0 | 0 | 0 | 0 | 0
Total | 0 | 0 | 0 | 0 | 0 | 0
BIVO09(PT 9 BATOZARE BIVOLARI)¦ meter SN:1702334125532546
Tensiune reziduală u% | Durata t ms |  |  |  |  | Total
| 10 < t ≤ 200 | 200 < t ≤ 500 | 500 < t ≤ 1000 | 1000 < t ≤ 5000 | 5000 < t ≤ 60000
80 ≤ u < 90 | 0 | 0 | 0 | 0 | 0 | 0
70 ≤ u < 80 | 0 | 0 | 0 | 0 | 0 | 0
40 ≤ u < 70 | 0 | 0 | 0 | 0 | 0 | 0
5 ≤ u < 40 | 0 | 0 | 0 | 0 | 0 | 0
u < 5 | 0 | 0 | 0 | 0 | 0 | 0
Total | 0 | 0 | 0 | 0 | 0 | 0
DANV01(PTAV 1 AUREL VLAICU( ANSAMBLU REZIDENTIAL CCI CONSTRUCT SRL))¦ meter SN:1702234122645696
Tensiune reziduală u% | Durata t ms |  |  |  |  | Total
| 10 < t ≤ 200 | 200 < t ≤ 500 | 500 < t ≤ 1000 | 1000 < t ≤ 5000 | 5000 < t ≤ 60000
80 ≤ u < 90 | 0 | 0 | 0 | 0 | 0 | 0
70 ≤ u < 80 | 0 | 0 | 0 | 0 | 0 | 0
40 ≤ u < 70 | 0 | 0 | 0 | 0 | 0 | 0
5 ≤ u < 40 | 0 | 0 | 0 | 0 | 0 | 0
u < 5 | 0 | 0 | 0 | 0 | 0 | 0
Total | 0 | 0 | 0 | 0 | 0 | 0
DANV01(PTAV 1 AUREL VLAICU( ANSAMBLU REZIDENTIAL CCI CONSTRUCT SRL))¦ meter SN:1702234122645697
Tensiune reziduală u% | Durata t ms |  |  |  |  | Total
| 10 < t ≤ 200 | 200 < t ≤ 500 | 500 < t ≤ 1000 | 1000 < t ≤ 5000 | 5000 < t ≤ 60000
80 ≤ u < 90 | 0 | 0 | 0 | 0 | 0 | 0
70 ≤ u < 80 | 0 | 0 | 0 | 0 | 0 | 0
40 ≤ u < 70 | 0 | 0 | 0 | 0 | 0 | 0
5 ≤ u < 40 | 0 | 0 | 0 | 0 | 0 | 0
u < 5 | 0 | 0 | 0 | 0 | 0 | 0
Total | 0 | 0 | 0 | 0 | 0 | 0
TATS01(PTAV ARNAV IASI)¦ meter SN:1702434126595902
Tensiune reziduală u% | Durata t ms |  |  |  |  | Total
| 10 < t ≤ 200 | 200 < t ≤ 500 | 500 < t ≤ 1000 | 1000 < t ≤ 5000 | 5000 < t ≤ 60000
80 ≤ u < 90 | 0 | 0 | 0 | 0 | 0 | 0
70 ≤ u < 80 | 0 | 0 | 0 | 0 | 0 | 0
40 ≤ u < 70 | 0 | 0 | 0 | 0 | 0 | 0
5 ≤ u < 40 | 0 | 0 | 0 | 0 | 0 | 0
u < 5 | 0 | 0 | 0 | 0 | 0 | 0
Total | 0 | 0 | 0 | 0 | 0 | 0
LRGJ02(PT 2 LARGA JIJIA)¦ meter SN:1702434125895610
Tensiune reziduală u% | Durata t ms |  |  |  |  | Total
| 10 < t ≤ 200 | 200 < t ≤ 500 | 500 < t ≤ 1000 | 1000 < t ≤ 5000 | 5000 < t ≤ 60000
80 ≤ u < 90 | 0 | 0 | 0 | 0 | 0 | 0
70 ≤ u < 80 | 0 | 0 | 0 | 0 | 0 | 0
40 ≤ u < 70 | 0 | 0 | 0 | 0 | 0 | 0
5 ≤ u < 40 | 0 | 0 | 0 | 0 | 0 | 0
u < 5 | 0 | 0 | 0 | 0 | 0 | 0
Total | 0 | 0 | 0 | 0 | 0 | 0
LRGJ03(PT CAP LARGA JIJIA)¦ meter SN:1702334124027448
Tensiune reziduală u% | Durata t ms |  |  |  |  | Total
| 10 < t ≤ 200 | 200 < t ≤ 500 | 500 < t ≤ 1000 | 1000 < t ≤ 5000 | 5000 < t ≤ 60000
80 ≤ u < 90 | 0 | 0 | 0 | 0 | 0 | 0
70 ≤ u < 80 | 0 | 0 | 0 | 0 | 0 | 0
40 ≤ u < 70 | 0 | 0 | 0 | 0 | 0 | 0
5 ≤ u < 40 | 0 | 0 | 0 | 0 | 0 | 0
u < 5 | 0 | 0 | 0 | 0 | 0 | 0
Total | 0 | 0 | 0 | 0 | 0 | 0
MOVI02(PT IAS MOVILENI)¦ meter SN:1702434126595893
Tensiune reziduală u% | Durata t ms |  |  |  |  | Total
| 10 < t ≤ 200 | 200 < t ≤ 500 | 500 < t ≤ 1000 | 1000 < t ≤ 5000 | 5000 < t ≤ 60000
80 ≤ u < 90 | 0 | 0 | 0 | 0 | 0 | 0
70 ≤ u < 80 | 0 | 0 | 0 | 0 | 0 | 0
40 ≤ u < 70 | 0 | 0 | 0 | 0 | 0 | 0
5 ≤ u < 40 | 0 | 0 | 0 | 0 | 0 | 0
u < 5 | 0 | 0 | 0 | 0 | 0 | 0
Total | 0 | 0 | 0 | 0 | 0 | 0
MOVI05(PT 5 MOVILENI)¦ meter SN:1702434125895694
Tensiune reziduală u% | Durata t ms |  |  |  |  | Total
| 10 < t ≤ 200 | 200 < t ≤ 500 | 500 < t ≤ 1000 | 1000 < t ≤ 5000 | 5000 < t ≤ 60000
80 ≤ u < 90 | 0 | 0 | 0 | 4 | 1 | 5
70 ≤ u < 80 | 0 | 0 | 0 | 0 | 0 | 0
40 ≤ u < 70 | 0 | 0 | 0 | 0 | 0 | 0
5 ≤ u < 40 | 0 | 0 | 0 | 0 | 0 | 0
u < 5 | 0 | 0 | 0 | 0 | 0 | 0
Total | 0 | 0 | 0 | 4 | 1 | 5
MOVI06(PT 6 MOVILENI)¦ meter SN:1702334125532523
Tensiune reziduală u% | Durata t ms |  |  |  |  | Total
| 10 < t ≤ 200 | 200 < t ≤ 500 | 500 < t ≤ 1000 | 1000 < t ≤ 5000 | 5000 < t ≤ 60000
80 ≤ u < 90 | 0 | 0 | 0 | 0 | 0 | 0
70 ≤ u < 80 | 0 | 0 | 0 | 0 | 0 | 0
40 ≤ u < 70 | 0 | 0 | 0 | 0 | 0 | 0
5 ≤ u < 40 | 0 | 0 | 0 | 0 | 0 | 0
u < 5 | 0 | 0 | 0 | 0 | 0 | 0
Total | 0 | 0 | 0 | 0 | 0 | 0
MOVI07(PT 7 MOVILENI)¦ meter SN:1702434125895721
Tensiune reziduală u% | Durata t ms |  |  |  |  | Total
| 10 < t ≤ 200 | 200 < t ≤ 500 | 500 < t ≤ 1000 | 1000 < t ≤ 5000 | 5000 < t ≤ 60000
80 ≤ u < 90 | 0 | 0 | 0 | 6 | 3 | 9
70 ≤ u < 80 | 0 | 0 | 0 | 0 | 0 | 0
40 ≤ u < 70 | 0 | 0 | 0 | 0 | 0 | 0
5 ≤ u < 40 | 0 | 0 | 0 | 0 | 0 | 0
u < 5 | 0 | 0 | 0 | 0 | 0 | 0
Total | 0 | 0 | 0 | 6 | 3 | 9
MOVI12(PT 12 MOVILENI)¦ meter SN:1702434126595896
Tensiune reziduală u% | Durata t ms |  |  |  |  | Total
| 10 < t ≤ 200 | 200 < t ≤ 500 | 500 < t ≤ 1000 | 1000 < t ≤ 5000 | 5000 < t ≤ 60000
80 ≤ u < 90 | 0 | 0 | 0 | 0 | 0 | 0
70 ≤ u < 80 | 0 | 0 | 0 | 0 | 0 | 0
40 ≤ u < 70 | 0 | 0 | 0 | 0 | 0 | 0
5 ≤ u < 40 | 0 | 0 | 0 | 0 | 0 | 0
u < 5 | 0 | 0 | 0 | 0 | 0 | 0
Total | 0 | 0 | 0 | 0 | 0 | 0
TIGA01(PT 1 TIGANASI)¦ meter SN:1702434125895690
Tensiune reziduală u% | Durata t ms |  |  |  |  | Total
| 10 < t ≤ 200 | 200 < t ≤ 500 | 500 < t ≤ 1000 | 1000 < t ≤ 5000 | 5000 < t ≤ 60000
80 ≤ u < 90 | 0 | 0 | 0 | 3 | 0 | 3
70 ≤ u < 80 | 0 | 0 | 0 | 0 | 0 | 0
40 ≤ u < 70 | 0 | 0 | 0 | 0 | 0 | 0
5 ≤ u < 40 | 0 | 0 | 0 | 0 | 0 | 0
u < 5 | 0 | 0 | 0 | 0 | 0 | 0
Total | 0 | 0 | 0 | 3 | 0 | 3
TIGA02(PT 1 BLANDESTI)¦ meter SN:1702434125895716
Tensiune reziduală u% | Durata t ms |  |  |  |  | Total
| 10 < t ≤ 200 | 200 < t ≤ 500 | 500 < t ≤ 1000 | 1000 < t ≤ 5000 | 5000 < t ≤ 60000
80 ≤ u < 90 | 0 | 0 | 0 | 0 | 0 | 0
70 ≤ u < 80 | 0 | 0 | 0 | 0 | 0 | 0
40 ≤ u < 70 | 0 | 0 | 0 | 0 | 0 | 0
5 ≤ u < 40 | 0 | 0 | 0 | 0 | 0 | 0
u < 5 | 0 | 0 | 0 | 0 | 0 | 0
Total | 0 | 0 | 0 | 0 | 0 | 0
TIGA03(PT 3 TIGANASI)¦ meter SN:1702434125895692
Tensiune reziduală u% | Durata t ms |  |  |  |  | Total
| 10 < t ≤ 200 | 200 < t ≤ 500 | 500 < t ≤ 1000 | 1000 < t ≤ 5000 | 5000 < t ≤ 60000
80 ≤ u < 90 | 0 | 0 | 0 | 1 | 0 | 1
70 ≤ u < 80 | 0 | 0 | 0 | 0 | 0 | 0
40 ≤ u < 70 | 0 | 0 | 0 | 0 | 0 | 0
5 ≤ u < 40 | 0 | 0 | 0 | 0 | 0 | 0
u < 5 | 0 | 0 | 0 | 0 | 0 | 0
Total | 0 | 0 | 0 | 1 | 0 | 1
TIGA06(PTA 4 TIGANASI)¦ meter SN:1702434125895687
Tensiune reziduală u% | Durata t ms |  |  |  |  | Total
| 10 < t ≤ 200 | 200 < t ≤ 500 | 500 < t ≤ 1000 | 1000 < t ≤ 5000 | 5000 < t ≤ 60000
80 ≤ u < 90 | 0 | 0 | 0 | 2 | 0 | 2
70 ≤ u < 80 | 0 | 0 | 0 | 0 | 0 | 0
40 ≤ u < 70 | 0 | 0 | 0 | 0 | 0 | 0
5 ≤ u < 40 | 0 | 0 | 0 | 0 | 0 | 0
u < 5 | 0 | 0 | 0 | 0 | 0 | 0
Total | 0 | 0 | 0 | 2 | 0 | 2
BOSI01(PT 1 BOSIA)¦ meter SN:1702434125895700
Tensiune reziduală u% | Durata t ms |  |  |  |  | Total
| 10 < t ≤ 200 | 200 < t ≤ 500 | 500 < t ≤ 1000 | 1000 < t ≤ 5000 | 5000 < t ≤ 60000
80 ≤ u < 90 | 0 | 0 | 0 | 3 | 0 | 3
70 ≤ u < 80 | 0 | 0 | 0 | 0 | 0 | 0
40 ≤ u < 70 | 0 | 0 | 0 | 0 | 0 | 0
5 ≤ u < 40 | 0 | 0 | 0 | 0 | 0 | 0
u < 5 | 0 | 0 | 0 | 0 | 0 | 0
Total | 0 | 0 | 0 | 3 | 0 | 3
BOSI02(PT 2 BOSIA(JIJIA))¦ meter SN:1702434125895698
Tensiune reziduală u% | Durata t ms |  |  |  |  | Total
| 10 < t ≤ 200 | 200 < t ≤ 500 | 500 < t ≤ 1000 | 1000 < t ≤ 5000 | 5000 < t ≤ 60000
80 ≤ u < 90 | 0 | 0 | 0 | 0 | 0 | 0
70 ≤ u < 80 | 0 | 0 | 0 | 0 | 0 | 0
40 ≤ u < 70 | 0 | 0 | 0 | 0 | 0 | 0
5 ≤ u < 40 | 0 | 0 | 0 | 0 | 0 | 0
u < 5 | 0 | 0 | 0 | 0 | 0 | 0
Total | 0 | 0 | 0 | 0 | 0 | 0
BOSI03(PT 3 BOSIA(CAP))¦ meter SN:1702434125895699
Tensiune reziduală u% | Durata t ms |  |  |  |  | Total
| 10 < t ≤ 200 | 200 < t ≤ 500 | 500 < t ≤ 1000 | 1000 < t ≤ 5000 | 5000 < t ≤ 60000
80 ≤ u < 90 | 0 | 0 | 0 | 3 | 0 | 3
70 ≤ u < 80 | 0 | 0 | 0 | 0 | 0 | 0
40 ≤ u < 70 | 0 | 0 | 0 | 0 | 0 | 0
5 ≤ u < 40 | 0 | 0 | 0 | 0 | 0 | 0
u < 5 | 0 | 0 | 0 | 0 | 0 | 0
Total | 0 | 0 | 0 | 3 | 0 | 3
BOSI05(PT 5 BOSIA)¦ meter SN:1702334125532562
Tensiune reziduală u% | Durata t ms |  |  |  |  | Total
| 10 < t ≤ 200 | 200 < t ≤ 500 | 500 < t ≤ 1000 | 1000 < t ≤ 5000 | 5000 < t ≤ 60000
80 ≤ u < 90 | 0 | 0 | 0 | 4 | 0 | 4
70 ≤ u < 80 | 0 | 0 | 0 | 0 | 0 | 0
40 ≤ u < 70 | 0 | 0 | 0 | 0 | 0 | 0
5 ≤ u < 40 | 0 | 0 | 0 | 0 | 0 | 0
u < 5 | 0 | 0 | 0 | 0 | 0 | 0
Total | 0 | 0 | 0 | 4 | 0 | 4
BOSI06(PT 6 BOSIA)¦ meter SN:1702334125532511
Tensiune reziduală u% | Durata t ms |  |  |  |  | Total
| 10 < t ≤ 200 | 200 < t ≤ 500 | 500 < t ≤ 1000 | 1000 < t ≤ 5000 | 5000 < t ≤ 60000
80 ≤ u < 90 | 0 | 0 | 0 | 0 | 0 | 0
70 ≤ u < 80 | 0 | 0 | 0 | 0 | 0 | 0
40 ≤ u < 70 | 0 | 0 | 0 | 0 | 0 | 0
5 ≤ u < 40 | 0 | 0 | 0 | 0 | 0 | 0
u < 5 | 0 | 0 | 0 | 0 | 0 | 0
Total | 0 | 0 | 0 | 0 | 0 | 0
BOSI17(PT 7 BOSIA)¦ meter SN:1702334124027439
Tensiune reziduală u% | Durata t ms |  |  |  |  | Total
| 10 < t ≤ 200 | 200 < t ≤ 500 | 500 < t ≤ 1000 | 1000 < t ≤ 5000 | 5000 < t ≤ 60000
80 ≤ u < 90 | 0 | 0 | 0 | 0 | 0 | 0
70 ≤ u < 80 | 0 | 0 | 0 | 0 | 0 | 0
40 ≤ u < 70 | 0 | 0 | 0 | 0 | 0 | 0
5 ≤ u < 40 | 0 | 0 | 0 | 0 | 0 | 0
u < 5 | 0 | 0 | 0 | 0 | 0 | 0
Total | 0 | 0 | 0 | 0 | 0 | 0
CHIP01(PT 1 CHIPERESTI)¦ meter SN:1702334123717745
Tensiune reziduală u% | Durata t ms |  |  |  |  | Total
| 10 < t ≤ 200 | 200 < t ≤ 500 | 500 < t ≤ 1000 | 1000 < t ≤ 5000 | 5000 < t ≤ 60000
80 ≤ u < 90 | 0 | 0 | 0 | 0 | 0 | 0
70 ≤ u < 80 | 0 | 0 | 0 | 0 | 0 | 0
40 ≤ u < 70 | 0 | 0 | 0 | 0 | 0 | 0
5 ≤ u < 40 | 0 | 0 | 0 | 0 | 0 | 0
u < 5 | 0 | 0 | 0 | 0 | 0 | 0
Total | 0 | 0 | 0 | 0 | 0 | 0
GOLA01(PT 1 GOLAIESTI)¦ meter SN:1702234122645806
Tensiune reziduală u% | Durata t ms |  |  |  |  | Total
| 10 < t ≤ 200 | 200 < t ≤ 500 | 500 < t ≤ 1000 | 1000 < t ≤ 5000 | 5000 < t ≤ 60000
80 ≤ u < 90 | 0 | 0 | 0 | 4 | 0 | 4
70 ≤ u < 80 | 0 | 0 | 0 | 0 | 0 | 0
40 ≤ u < 70 | 0 | 0 | 0 | 0 | 0 | 0
5 ≤ u < 40 | 0 | 0 | 0 | 0 | 0 | 0
u < 5 | 0 | 0 | 0 | 0 | 0 | 0
Total | 0 | 0 | 0 | 4 | 0 | 4
GOLA02(PT 2 GOLAIESTI)¦ meter SN:1702234122645803
Tensiune reziduală u% | Durata t ms |  |  |  |  | Total
| 10 < t ≤ 200 | 200 < t ≤ 500 | 500 < t ≤ 1000 | 1000 < t ≤ 5000 | 5000 < t ≤ 60000
80 ≤ u < 90 | 0 | 0 | 0 | 1 | 0 | 1
70 ≤ u < 80 | 0 | 0 | 0 | 0 | 0 | 0
40 ≤ u < 70 | 0 | 0 | 0 | 0 | 0 | 0
5 ≤ u < 40 | 0 | 0 | 0 | 0 | 0 | 0
u < 5 | 0 | 0 | 0 | 0 | 0 | 0
Total | 0 | 0 | 0 | 1 | 0 | 1
GOLA03(PT 3 GOLAIESTI(SOL))¦ meter SN:1702434125895701
Tensiune reziduală u% | Durata t ms |  |  |  |  | Total
| 10 < t ≤ 200 | 200 < t ≤ 500 | 500 < t ≤ 1000 | 1000 < t ≤ 5000 | 5000 < t ≤ 60000
80 ≤ u < 90 | 0 | 0 | 0 | 0 | 0 | 0
70 ≤ u < 80 | 0 | 0 | 0 | 0 | 0 | 0
40 ≤ u < 70 | 0 | 0 | 0 | 0 | 0 | 0
5 ≤ u < 40 | 0 | 0 | 0 | 0 | 0 | 0
u < 5 | 0 | 0 | 0 | 0 | 0 | 0
Total | 0 | 0 | 0 | 0 | 0 | 0
GOLA05(PT 5 GOLAIESTI)¦ meter SN:1702234122645802
Tensiune reziduală u% | Durata t ms |  |  |  |  | Total
| 10 < t ≤ 200 | 200 < t ≤ 500 | 500 < t ≤ 1000 | 1000 < t ≤ 5000 | 5000 < t ≤ 60000
80 ≤ u < 90 | 0 | 0 | 0 | 2 | 0 | 2
70 ≤ u < 80 | 0 | 0 | 0 | 0 | 0 | 0
40 ≤ u < 70 | 0 | 0 | 0 | 0 | 0 | 0
5 ≤ u < 40 | 0 | 0 | 0 | 0 | 0 | 0
u < 5 | 0 | 0 | 0 | 0 | 0 | 0
Total | 0 | 0 | 0 | 2 | 0 | 2
POJI01(PT PODU JIJIA)¦ meter SN:1702334125532594
Tensiune reziduală u% | Durata t ms |  |  |  |  | Total
| 10 < t ≤ 200 | 200 < t ≤ 500 | 500 < t ≤ 1000 | 1000 < t ≤ 5000 | 5000 < t ≤ 60000
80 ≤ u < 90 | 0 | 0 | 0 | 0 | 0 | 0
70 ≤ u < 80 | 0 | 0 | 0 | 0 | 0 | 0
40 ≤ u < 70 | 0 | 0 | 0 | 0 | 0 | 0
5 ≤ u < 40 | 0 | 0 | 0 | 0 | 0 | 0
u < 5 | 0 | 0 | 0 | 0 | 0 | 0
Total | 0 | 0 | 0 | 0 | 0 | 0
TOME41(PT 1 POMPE COMTON TOMESTI)¦ meter SN:1702434126423128
Tensiune reziduală u% | Durata t ms |  |  |  |  | Total
| 10 < t ≤ 200 | 200 < t ≤ 500 | 500 < t ≤ 1000 | 1000 < t ≤ 5000 | 5000 < t ≤ 60000
80 ≤ u < 90 | 0 | 0 | 0 | 0 | 0 | 0
70 ≤ u < 80 | 0 | 0 | 0 | 0 | 0 | 0
40 ≤ u < 70 | 0 | 0 | 0 | 0 | 0 | 0
5 ≤ u < 40 | 0 | 0 | 0 | 0 | 0 | 0
u < 5 | 0 | 0 | 0 | 0 | 0 | 0
Total | 0 | 0 | 0 | 0 | 0 | 0
TUTO01(PT 1 TUTORA)¦ meter SN:1702434126423157
Tensiune reziduală u% | Durata t ms |  |  |  |  | Total
| 10 < t ≤ 200 | 200 < t ≤ 500 | 500 < t ≤ 1000 | 1000 < t ≤ 5000 | 5000 < t ≤ 60000
80 ≤ u < 90 | 0 | 0 | 0 | 0 | 0 | 0
70 ≤ u < 80 | 0 | 0 | 0 | 0 | 0 | 0
40 ≤ u < 70 | 0 | 0 | 0 | 0 | 0 | 0
5 ≤ u < 40 | 0 | 0 | 0 | 0 | 0 | 0
u < 5 | 0 | 0 | 0 | 0 | 0 | 0
Total | 0 | 0 | 0 | 0 | 0 | 0
TUTO02(PT 2 TUTORA)¦ meter SN:1702434126588460
Tensiune reziduală u% | Durata t ms |  |  |  |  | Total
| 10 < t ≤ 200 | 200 < t ≤ 500 | 500 < t ≤ 1000 | 1000 < t ≤ 5000 | 5000 < t ≤ 60000
80 ≤ u < 90 | 0 | 0 | 0 | 0 | 0 | 0
70 ≤ u < 80 | 0 | 0 | 0 | 0 | 0 | 0
40 ≤ u < 70 | 0 | 0 | 0 | 0 | 0 | 0
5 ≤ u < 40 | 0 | 0 | 0 | 0 | 0 | 0
u < 5 | 0 | 0 | 0 | 0 | 0 | 0
Total | 0 | 0 | 0 | 0 | 0 | 0
TUTO03(PT 3 TUTORA)¦ meter SN:1702434126588464
Tensiune reziduală u% | Durata t ms |  |  |  |  | Total
| 10 < t ≤ 200 | 200 < t ≤ 500 | 500 < t ≤ 1000 | 1000 < t ≤ 5000 | 5000 < t ≤ 60000
80 ≤ u < 90 | 0 | 0 | 0 | 0 | 0 | 0
70 ≤ u < 80 | 0 | 0 | 0 | 0 | 0 | 0
40 ≤ u < 70 | 0 | 0 | 0 | 0 | 0 | 0
5 ≤ u < 40 | 0 | 0 | 0 | 0 | 0 | 0
u < 5 | 0 | 0 | 0 | 0 | 0 | 0
Total | 0 | 0 | 0 | 0 | 0 | 0
TUTO09(PT 9 TUTORA)¦ meter SN:1702434126423154
Tensiune reziduală u% | Durata t ms |  |  |  |  | Total
| 10 < t ≤ 200 | 200 < t ≤ 500 | 500 < t ≤ 1000 | 1000 < t ≤ 5000 | 5000 < t ≤ 60000
80 ≤ u < 90 | 0 | 0 | 0 | 0 | 0 | 0
70 ≤ u < 80 | 0 | 0 | 0 | 0 | 0 | 0
40 ≤ u < 70 | 0 | 0 | 0 | 0 | 0 | 0
5 ≤ u < 40 | 0 | 0 | 0 | 0 | 0 | 0
u < 5 | 0 | 0 | 0 | 0 | 0 | 0
Total | 0 | 0 | 0 | 0 | 0 | 0
UNGN01(PT 1 UNGHENI(CASA DE COPII))¦ meter SN:1702434126423158
Tensiune reziduală u% | Durata t ms |  |  |  |  | Total
| 10 < t ≤ 200 | 200 < t ≤ 500 | 500 < t ≤ 1000 | 1000 < t ≤ 5000 | 5000 < t ≤ 60000
80 ≤ u < 90 | 0 | 0 | 0 | 0 | 0 | 0
70 ≤ u < 80 | 0 | 0 | 0 | 0 | 0 | 0
40 ≤ u < 70 | 0 | 0 | 0 | 0 | 0 | 0
5 ≤ u < 40 | 0 | 0 | 0 | 0 | 0 | 0
u < 5 | 0 | 0 | 0 | 0 | 0 | 0
Total | 0 | 0 | 0 | 0 | 0 | 0
UNGN02(PT 2 UNGHENI(GARA))¦ meter SN:1702434126423159
Tensiune reziduală u% | Durata t ms |  |  |  |  | Total
| 10 < t ≤ 200 | 200 < t ≤ 500 | 500 < t ≤ 1000 | 1000 < t ≤ 5000 | 5000 < t ≤ 60000
80 ≤ u < 90 | 0 | 0 | 0 | 0 | 0 | 0
70 ≤ u < 80 | 0 | 0 | 0 | 0 | 0 | 0
40 ≤ u < 70 | 0 | 0 | 0 | 0 | 0 | 0
5 ≤ u < 40 | 0 | 0 | 0 | 0 | 0 | 0
u < 5 | 0 | 0 | 0 | 0 | 0 | 0
Total | 0 | 0 | 0 | 0 | 0 | 0
MHKT01(PTM KOGALNICEANU)¦ meter SN:1702434125895686
Tensiune reziduală u% | Durata t ms |  |  |  |  | Total
| 10 < t ≤ 200 | 200 < t ≤ 500 | 500 < t ≤ 1000 | 1000 < t ≤ 5000 | 5000 < t ≤ 60000
80 ≤ u < 90 | 0 | 0 | 0 | 19 | 4 | 23
70 ≤ u < 80 | 0 | 0 | 0 | 0 | 0 | 0
40 ≤ u < 70 | 0 | 0 | 0 | 0 | 0 | 0
5 ≤ u < 40 | 0 | 0 | 0 | 0 | 0 | 0
u < 5 | 0 | 0 | 0 | 0 | 0 | 0
Total | 0 | 0 | 0 | 19 | 4 | 23
MHKT02(PT 2 MIHAIL KOGALNICEANU)¦ meter SN:1702434126588477
Tensiune reziduală u% | Durata t ms |  |  |  |  | Total
| 10 < t ≤ 200 | 200 < t ≤ 500 | 500 < t ≤ 1000 | 1000 < t ≤ 5000 | 5000 < t ≤ 60000
80 ≤ u < 90 | 0 | 0 | 0 | 0 | 0 | 0
70 ≤ u < 80 | 0 | 0 | 0 | 0 | 0 | 0
40 ≤ u < 70 | 0 | 0 | 0 | 0 | 0 | 0
5 ≤ u < 40 | 0 | 0 | 0 | 0 | 0 | 0
u < 5 | 0 | 0 | 0 | 0 | 0 | 0
Total | 0 | 0 | 0 | 0 | 0 | 0
VLAD03(PTA 3 VLADENI)¦ meter SN:1702434125895684
Tensiune reziduală u% | Durata t ms |  |  |  |  | Total
| 10 < t ≤ 200 | 200 < t ≤ 500 | 500 < t ≤ 1000 | 1000 < t ≤ 5000 | 5000 < t ≤ 60000
80 ≤ u < 90 | 0 | 0 | 0 | 0 | 0 | 0
70 ≤ u < 80 | 0 | 0 | 0 | 0 | 0 | 0
40 ≤ u < 70 | 0 | 0 | 0 | 0 | 0 | 0
5 ≤ u < 40 | 0 | 0 | 0 | 0 | 0 | 0
u < 5 | 0 | 0 | 0 | 0 | 0 | 0
Total | 0 | 0 | 0 | 0 | 0 | 0
VLAD05(PT 5 CRR VLADENI)¦ meter SN:1702434126588472
Tensiune reziduală u% | Durata t ms |  |  |  |  | Total
| 10 < t ≤ 200 | 200 < t ≤ 500 | 500 < t ≤ 1000 | 1000 < t ≤ 5000 | 5000 < t ≤ 60000
80 ≤ u < 90 | 0 | 0 | 0 | 0 | 0 | 0
70 ≤ u < 80 | 0 | 0 | 0 | 0 | 0 | 0
40 ≤ u < 70 | 0 | 0 | 0 | 0 | 0 | 0
5 ≤ u < 40 | 0 | 0 | 0 | 0 | 0 | 0
u < 5 | 0 | 0 | 0 | 0 | 0 | 0
Total | 0 | 0 | 0 | 0 | 0 | 0
VLAD06(PT 6 VLADENI)¦ meter SN:1702434125895713
Tensiune reziduală u% | Durata t ms |  |  |  |  | Total
| 10 < t ≤ 200 | 200 < t ≤ 500 | 500 < t ≤ 1000 | 1000 < t ≤ 5000 | 5000 < t ≤ 60000
80 ≤ u < 90 | 0 | 0 | 0 | 56 | 60 | 116
70 ≤ u < 80 | 0 | 0 | 0 | 0 | 0 | 0
40 ≤ u < 70 | 0 | 0 | 0 | 0 | 0 | 0
5 ≤ u < 40 | 0 | 0 | 0 | 0 | 0 | 0
u < 5 | 0 | 0 | 0 | 0 | 0 | 0
Total | 0 | 0 | 0 | 56 | 60 | 116
VLAD08(PT 8 BLOCURI VLADENI)¦ meter SN:1702434125895710
Tensiune reziduală u% | Durata t ms |  |  |  |  | Total
| 10 < t ≤ 200 | 200 < t ≤ 500 | 500 < t ≤ 1000 | 1000 < t ≤ 5000 | 5000 < t ≤ 60000
80 ≤ u < 90 | 0 | 0 | 0 | 1 | 0 | 1
70 ≤ u < 80 | 0 | 0 | 0 | 0 | 0 | 0
40 ≤ u < 70 | 0 | 0 | 0 | 0 | 0 | 0
5 ≤ u < 40 | 0 | 0 | 0 | 0 | 0 | 0
u < 5 | 0 | 0 | 0 | 0 | 0 | 0
Total | 0 | 0 | 0 | 1 | 0 | 1
VLAD12(PT 12 BARAJ VLADENI)¦ meter SN:1702434126588473
Tensiune reziduală u% | Durata t ms |  |  |  |  | Total
| 10 < t ≤ 200 | 200 < t ≤ 500 | 500 < t ≤ 1000 | 1000 < t ≤ 5000 | 5000 < t ≤ 60000
80 ≤ u < 90 | 0 | 0 | 0 | 0 | 0 | 0
70 ≤ u < 80 | 0 | 0 | 0 | 0 | 0 | 0
40 ≤ u < 70 | 0 | 0 | 0 | 0 | 0 | 0
5 ≤ u < 40 | 0 | 0 | 0 | 0 | 0 | 0
u < 5 | 0 | 0 | 0 | 0 | 0 | 0
Total | 0 | 0 | 0 | 0 | 0 | 0
VLAD19(PT 19 PISCICOLA VLADENI)¦ meter SN:1702434126588475
Tensiune reziduală u% | Durata t ms |  |  |  |  | Total
| 10 < t ≤ 200 | 200 < t ≤ 500 | 500 < t ≤ 1000 | 1000 < t ≤ 5000 | 5000 < t ≤ 60000
80 ≤ u < 90 | 0 | 0 | 0 | 0 | 0 | 0
70 ≤ u < 80 | 0 | 0 | 0 | 0 | 0 | 0
40 ≤ u < 70 | 0 | 0 | 0 | 0 | 0 | 0
5 ≤ u < 40 | 0 | 0 | 0 | 0 | 0 | 0
u < 5 | 0 | 0 | 0 | 0 | 0 | 0
Total | 0 | 0 | 0 | 0 | 0 | 0
VLAD20(LES PT 20 BLOCURI VLADENI)¦ meter SN:1702434125895722
Tensiune reziduală u% | Durata t ms |  |  |  |  | Total
| 10 < t ≤ 200 | 200 < t ≤ 500 | 500 < t ≤ 1000 | 1000 < t ≤ 5000 | 5000 < t ≤ 60000
80 ≤ u < 90 | 0 | 0 | 0 | 9 | 0 | 9
70 ≤ u < 80 | 0 | 0 | 0 | 0 | 0 | 0
40 ≤ u < 70 | 0 | 0 | 0 | 0 | 0 | 0
5 ≤ u < 40 | 0 | 0 | 0 | 0 | 0 | 0
u < 5 | 0 | 0 | 0 | 0 | 0 | 0
Total | 0 | 0 | 0 | 9 | 0 | 9
VLAD23(LES PT 23 BLOCURI VLADENI)¦ meter SN:1702434125895723
Tensiune reziduală u% | Durata t ms |  |  |  |  | Total
| 10 < t ≤ 200 | 200 < t ≤ 500 | 500 < t ≤ 1000 | 1000 < t ≤ 5000 | 5000 < t ≤ 60000
80 ≤ u < 90 | 0 | 0 | 0 | 0 | 0 | 0
70 ≤ u < 80 | 0 | 0 | 0 | 0 | 0 | 0
40 ≤ u < 70 | 0 | 0 | 0 | 0 | 0 | 0
5 ≤ u < 40 | 0 | 0 | 0 | 0 | 0 | 0
u < 5 | 0 | 0 | 0 | 0 | 0 | 0
Total | 0 | 0 | 0 | 0 | 0 | 0

## IS30(TG FRUMOS)
BELC01(PTCZ 1 BELCESTI)¦ meter SN:1702434126423137
Tensiune reziduală u% | Durata t ms |  |  |  |  | Total
| 10 < t ≤ 200 | 200 < t ≤ 500 | 500 < t ≤ 1000 | 1000 < t ≤ 5000 | 5000 < t ≤ 60000
80 ≤ u < 90 | 0 | 0 | 0 | 0 | 0 | 0
70 ≤ u < 80 | 0 | 0 | 0 | 0 | 0 | 0
40 ≤ u < 70 | 0 | 0 | 0 | 0 | 0 | 0
5 ≤ u < 40 | 0 | 0 | 0 | 0 | 0 | 0
u < 5 | 0 | 0 | 0 | 0 | 0 | 0
Total | 0 | 0 | 0 | 0 | 0 | 0
BELC02(PTCZ 2 CRR BELCESTI)¦ meter SN:1702334125532588
Tensiune reziduală u% | Durata t ms |  |  |  |  | Total
| 10 < t ≤ 200 | 200 < t ≤ 500 | 500 < t ≤ 1000 | 1000 < t ≤ 5000 | 5000 < t ≤ 60000
80 ≤ u < 90 | 0 | 0 | 0 | 0 | 0 | 0
70 ≤ u < 80 | 0 | 0 | 0 | 0 | 0 | 0
40 ≤ u < 70 | 0 | 0 | 0 | 0 | 0 | 0
5 ≤ u < 40 | 0 | 0 | 0 | 0 | 0 | 0
u < 5 | 0 | 0 | 0 | 0 | 0 | 0
Total | 0 | 0 | 0 | 0 | 0 | 0
BELC03(PTA 3 BELCESTI)¦ meter SN:1702334125532591
Tensiune reziduală u% | Durata t ms |  |  |  |  | Total
| 10 < t ≤ 200 | 200 < t ≤ 500 | 500 < t ≤ 1000 | 1000 < t ≤ 5000 | 5000 < t ≤ 60000
80 ≤ u < 90 | 0 | 0 | 0 | 0 | 0 | 0
70 ≤ u < 80 | 0 | 0 | 0 | 0 | 0 | 0
40 ≤ u < 70 | 0 | 0 | 0 | 0 | 0 | 0
5 ≤ u < 40 | 0 | 0 | 0 | 0 | 0 | 0
u < 5 | 0 | 0 | 0 | 0 | 0 | 0
Total | 0 | 0 | 0 | 0 | 0 | 0
BELC06(PTA 6 BELCESTI)¦ meter SN:1702334124027447
Tensiune reziduală u% | Durata t ms |  |  |  |  | Total
| 10 < t ≤ 200 | 200 < t ≤ 500 | 500 < t ≤ 1000 | 1000 < t ≤ 5000 | 5000 < t ≤ 60000
80 ≤ u < 90 | 0 | 0 | 0 | 0 | 0 | 0
70 ≤ u < 80 | 0 | 0 | 0 | 0 | 0 | 0
40 ≤ u < 70 | 0 | 0 | 0 | 0 | 0 | 0
5 ≤ u < 40 | 0 | 0 | 0 | 0 | 0 | 0
u < 5 | 0 | 0 | 0 | 0 | 0 | 0
Total | 0 | 0 | 0 | 0 | 0 | 0
BELC07(PTCZ 7 BLOCURI BELCESTI)¦ meter SN:1702334124027446
Tensiune reziduală u% | Durata t ms |  |  |  |  | Total
| 10 < t ≤ 200 | 200 < t ≤ 500 | 500 < t ≤ 1000 | 1000 < t ≤ 5000 | 5000 < t ≤ 60000
80 ≤ u < 90 | 0 | 0 | 0 | 0 | 0 | 0
70 ≤ u < 80 | 0 | 0 | 0 | 0 | 0 | 0
40 ≤ u < 70 | 0 | 0 | 0 | 0 | 0 | 0
5 ≤ u < 40 | 0 | 0 | 0 | 0 | 0 | 0
u < 5 | 0 | 0 | 0 | 0 | 0 | 0
Total | 0 | 0 | 0 | 0 | 0 | 0
BELC09(PT 1 VALENI)¦ meter SN:1702334124027443
Tensiune reziduală u% | Durata t ms |  |  |  |  | Total
| 10 < t ≤ 200 | 200 < t ≤ 500 | 500 < t ≤ 1000 | 1000 < t ≤ 5000 | 5000 < t ≤ 60000
80 ≤ u < 90 | 0 | 0 | 0 | 0 | 0 | 0
70 ≤ u < 80 | 0 | 0 | 0 | 0 | 0 | 0
40 ≤ u < 70 | 0 | 0 | 0 | 0 | 0 | 0
5 ≤ u < 40 | 0 | 0 | 0 | 0 | 0 | 0
u < 5 | 0 | 0 | 0 | 0 | 0 | 0
Total | 0 | 0 | 0 | 0 | 0 | 0
CION01(PTA 1 CIORANI)¦ meter SN:1702334125532590
Tensiune reziduală u% | Durata t ms |  |  |  |  | Total
| 10 < t ≤ 200 | 200 < t ≤ 500 | 500 < t ≤ 1000 | 1000 < t ≤ 5000 | 5000 < t ≤ 60000
80 ≤ u < 90 | 0 | 0 | 0 | 0 | 0 | 0
70 ≤ u < 80 | 0 | 0 | 0 | 0 | 0 | 0
40 ≤ u < 70 | 0 | 0 | 0 | 0 | 0 | 0
5 ≤ u < 40 | 0 | 0 | 0 | 0 | 0 | 0
u < 5 | 0 | 0 | 0 | 0 | 0 | 0
Total | 0 | 0 | 0 | 0 | 0 | 0
RUBE01(PT 1 RUSI)¦ meter SN:1702334124027445
Tensiune reziduală u% | Durata t ms |  |  |  |  | Total
| 10 < t ≤ 200 | 200 < t ≤ 500 | 500 < t ≤ 1000 | 1000 < t ≤ 5000 | 5000 < t ≤ 60000
80 ≤ u < 90 | 0 | 0 | 0 | 0 | 0 | 0
70 ≤ u < 80 | 0 | 0 | 0 | 0 | 0 | 0
40 ≤ u < 70 | 0 | 0 | 0 | 0 | 0 | 0
5 ≤ u < 40 | 0 | 0 | 0 | 0 | 0 | 0
u < 5 | 0 | 0 | 0 | 0 | 0 | 0
Total | 0 | 0 | 0 | 0 | 0 | 0
SATB01(PTA 1 SATU NOU BELCESTI)¦ meter SN:1702334125532592
Tensiune reziduală u% | Durata t ms |  |  |  |  | Total
| 10 < t ≤ 200 | 200 < t ≤ 500 | 500 < t ≤ 1000 | 1000 < t ≤ 5000 | 5000 < t ≤ 60000
80 ≤ u < 90 | 0 | 0 | 0 | 0 | 0 | 0
70 ≤ u < 80 | 0 | 0 | 0 | 0 | 0 | 0
40 ≤ u < 70 | 0 | 0 | 0 | 0 | 0 | 0
5 ≤ u < 40 | 0 | 0 | 0 | 0 | 0 | 0
u < 5 | 0 | 0 | 0 | 0 | 0 | 0
Total | 0 | 0 | 0 | 0 | 0 | 0
SATB02(PTA 2 SATU NOU BELCESTI)¦ meter SN:1702334125532537
Tensiune reziduală u% | Durata t ms |  |  |  |  | Total
| 10 < t ≤ 200 | 200 < t ≤ 500 | 500 < t ≤ 1000 | 1000 < t ≤ 5000 | 5000 < t ≤ 60000
80 ≤ u < 90 | 0 | 0 | 0 | 0 | 0 | 0
70 ≤ u < 80 | 0 | 0 | 0 | 0 | 0 | 0
40 ≤ u < 70 | 0 | 0 | 0 | 0 | 0 | 0
5 ≤ u < 40 | 0 | 0 | 0 | 0 | 0 | 0
u < 5 | 0 | 0 | 0 | 0 | 0 | 0
Total | 0 | 0 | 0 | 0 | 0 | 0
SATB03(PTA 3 SATU NOU BELCESTI)¦ meter SN:1702334125532589
Tensiune reziduală u% | Durata t ms |  |  |  |  | Total
| 10 < t ≤ 200 | 200 < t ≤ 500 | 500 < t ≤ 1000 | 1000 < t ≤ 5000 | 5000 < t ≤ 60000
80 ≤ u < 90 | 0 | 0 | 0 | 0 | 0 | 0
70 ≤ u < 80 | 0 | 0 | 0 | 0 | 0 | 0
40 ≤ u < 70 | 0 | 0 | 0 | 0 | 0 | 0
5 ≤ u < 40 | 0 | 0 | 0 | 0 | 0 | 0
u < 5 | 0 | 0 | 0 | 0 | 0 | 0
Total | 0 | 0 | 0 | 0 | 0 | 0
SATB05(PTA 5 SATU NOU BELCESTI)¦ meter SN:1702334124027444
Tensiune reziduală u% | Durata t ms |  |  |  |  | Total
| 10 < t ≤ 200 | 200 < t ≤ 500 | 500 < t ≤ 1000 | 1000 < t ≤ 5000 | 5000 < t ≤ 60000
80 ≤ u < 90 | 0 | 0 | 0 | 0 | 0 | 0
70 ≤ u < 80 | 0 | 0 | 0 | 0 | 0 | 0
40 ≤ u < 70 | 0 | 0 | 0 | 0 | 0 | 0
5 ≤ u < 40 | 0 | 0 | 0 | 0 | 0 | 0
u < 5 | 0 | 0 | 0 | 0 | 0 | 0
Total | 0 | 0 | 0 | 0 | 0 | 0
SATB07(PTA 7 SATU NOU BELCESTI)¦ meter SN:1702334125532538
Tensiune reziduală u% | Durata t ms |  |  |  |  | Total
| 10 < t ≤ 200 | 200 < t ≤ 500 | 500 < t ≤ 1000 | 1000 < t ≤ 5000 | 5000 < t ≤ 60000
80 ≤ u < 90 | 0 | 0 | 0 | 0 | 0 | 0
70 ≤ u < 80 | 0 | 0 | 0 | 0 | 0 | 0
40 ≤ u < 70 | 0 | 0 | 0 | 0 | 0 | 0
5 ≤ u < 40 | 0 | 0 | 0 | 0 | 0 | 0
u < 5 | 0 | 0 | 0 | 0 | 0 | 0
Total | 0 | 0 | 0 | 0 | 0 | 0
SATB09(PTAV 9 SATU NOU)¦ meter SN:1702334125532534
Tensiune reziduală u% | Durata t ms |  |  |  |  | Total
| 10 < t ≤ 200 | 200 < t ≤ 500 | 500 < t ≤ 1000 | 1000 < t ≤ 5000 | 5000 < t ≤ 60000
80 ≤ u < 90 | 0 | 0 | 0 | 0 | 0 | 0
70 ≤ u < 80 | 0 | 0 | 0 | 0 | 0 | 0
40 ≤ u < 70 | 0 | 0 | 0 | 0 | 0 | 0
5 ≤ u < 40 | 0 | 0 | 0 | 0 | 0 | 0
u < 5 | 0 | 0 | 0 | 0 | 0 | 0
Total | 0 | 0 | 0 | 0 | 0 | 0
SATB10(PTAV 10 SATU NOU)¦ meter SN:1702334125532536
Tensiune reziduală u% | Durata t ms |  |  |  |  | Total
| 10 < t ≤ 200 | 200 < t ≤ 500 | 500 < t ≤ 1000 | 1000 < t ≤ 5000 | 5000 < t ≤ 60000
80 ≤ u < 90 | 0 | 0 | 0 | 0 | 0 | 0
70 ≤ u < 80 | 0 | 0 | 0 | 0 | 0 | 0
40 ≤ u < 70 | 0 | 0 | 0 | 0 | 0 | 0
5 ≤ u < 40 | 0 | 0 | 0 | 0 | 0 | 0
u < 5 | 0 | 0 | 0 | 0 | 0 | 0
Total | 0 | 0 | 0 | 0 | 0 | 0
HIRO01(PTAB 1 HIRLAU)¦ meter SN:1702234122645712
Tensiune reziduală u% | Durata t ms |  |  |  |  | Total
| 10 < t ≤ 200 | 200 < t ≤ 500 | 500 < t ≤ 1000 | 1000 < t ≤ 5000 | 5000 < t ≤ 60000
80 ≤ u < 90 | 0 | 0 | 0 | 0 | 8 | 8
70 ≤ u < 80 | 0 | 0 | 0 | 0 | 0 | 0
40 ≤ u < 70 | 0 | 0 | 0 | 0 | 0 | 0
5 ≤ u < 40 | 0 | 0 | 0 | 0 | 0 | 0
u < 5 | 0 | 0 | 0 | 0 | 0 | 0
Total | 0 | 0 | 0 | 0 | 8 | 8
HIRO02(PT 2 HIRLAU)¦ meter SN:1702434125831819
Tensiune reziduală u% | Durata t ms |  |  |  |  | Total
| 10 < t ≤ 200 | 200 < t ≤ 500 | 500 < t ≤ 1000 | 1000 < t ≤ 5000 | 5000 < t ≤ 60000
80 ≤ u < 90 | 0 | 0 | 0 | 0 | 0 | 0
70 ≤ u < 80 | 0 | 0 | 0 | 0 | 0 | 0
40 ≤ u < 70 | 0 | 0 | 0 | 0 | 0 | 0
5 ≤ u < 40 | 0 | 0 | 0 | 0 | 0 | 0
u < 5 | 0 | 0 | 0 | 0 | 0 | 0
Total | 0 | 0 | 0 | 0 | 0 | 0
HIRO03(PT 3 HIRLAU)¦ meter SN:1702434125831824
Tensiune reziduală u% | Durata t ms |  |  |  |  | Total
| 10 < t ≤ 200 | 200 < t ≤ 500 | 500 < t ≤ 1000 | 1000 < t ≤ 5000 | 5000 < t ≤ 60000
80 ≤ u < 90 | 0 | 0 | 0 | 0 | 0 | 0
70 ≤ u < 80 | 0 | 0 | 0 | 0 | 0 | 0
40 ≤ u < 70 | 0 | 0 | 0 | 0 | 0 | 0
5 ≤ u < 40 | 0 | 0 | 0 | 0 | 0 | 0
u < 5 | 0 | 0 | 0 | 0 | 0 | 0
Total | 0 | 0 | 0 | 0 | 0 | 0
HIRO06(PT 6 HIRLAU)¦ meter SN:1702334123978852
Tensiune reziduală u% | Durata t ms |  |  |  |  | Total
| 10 < t ≤ 200 | 200 < t ≤ 500 | 500 < t ≤ 1000 | 1000 < t ≤ 5000 | 5000 < t ≤ 60000
80 ≤ u < 90 | 0 | 0 | 0 | 0 | 0 | 0
70 ≤ u < 80 | 0 | 0 | 0 | 0 | 0 | 0
40 ≤ u < 70 | 0 | 0 | 0 | 0 | 0 | 0
5 ≤ u < 40 | 0 | 0 | 0 | 0 | 0 | 0
u < 5 | 0 | 0 | 0 | 0 | 0 | 0
Total | 0 | 0 | 0 | 0 | 0 | 0
HIRO12(PT 12 HIRLAU)¦ meter SN:1702234122645716
Tensiune reziduală u% | Durata t ms |  |  |  |  | Total
| 10 < t ≤ 200 | 200 < t ≤ 500 | 500 < t ≤ 1000 | 1000 < t ≤ 5000 | 5000 < t ≤ 60000
80 ≤ u < 90 | 0 | 0 | 0 | 0 | 0 | 0
70 ≤ u < 80 | 0 | 0 | 0 | 0 | 0 | 0
40 ≤ u < 70 | 0 | 0 | 0 | 0 | 0 | 0
5 ≤ u < 40 | 0 | 0 | 0 | 0 | 0 | 0
u < 5 | 0 | 0 | 0 | 0 | 0 | 0
Total | 0 | 0 | 0 | 0 | 0 | 0
HIRO14(PT 14 HIRLAU)¦ meter SN:1702434125831823
Tensiune reziduală u% | Durata t ms |  |  |  |  | Total
| 10 < t ≤ 200 | 200 < t ≤ 500 | 500 < t ≤ 1000 | 1000 < t ≤ 5000 | 5000 < t ≤ 60000
80 ≤ u < 90 | 0 | 0 | 0 | 0 | 0 | 0
70 ≤ u < 80 | 0 | 0 | 0 | 0 | 0 | 0
40 ≤ u < 70 | 0 | 0 | 0 | 0 | 0 | 0
5 ≤ u < 40 | 0 | 0 | 0 | 0 | 0 | 0
u < 5 | 0 | 0 | 0 | 0 | 0 | 0
Total | 0 | 0 | 0 | 0 | 0 | 0
HIRO16(PT 16 HIRLAU)¦ meter SN:1702334123978851
Tensiune reziduală u% | Durata t ms |  |  |  |  | Total
| 10 < t ≤ 200 | 200 < t ≤ 500 | 500 < t ≤ 1000 | 1000 < t ≤ 5000 | 5000 < t ≤ 60000
80 ≤ u < 90 | 0 | 0 | 0 | 0 | 0 | 0
70 ≤ u < 80 | 0 | 0 | 0 | 0 | 0 | 0
40 ≤ u < 70 | 0 | 0 | 0 | 0 | 0 | 0
5 ≤ u < 40 | 0 | 0 | 0 | 0 | 0 | 0
u < 5 | 0 | 0 | 0 | 0 | 0 | 0
Total | 0 | 0 | 0 | 0 | 0 | 0
HIRO22(PT 22 HIRLAU)¦ meter SN:1702334123978849
Tensiune reziduală u% | Durata t ms |  |  |  |  | Total
| 10 < t ≤ 200 | 200 < t ≤ 500 | 500 < t ≤ 1000 | 1000 < t ≤ 5000 | 5000 < t ≤ 60000
80 ≤ u < 90 | 0 | 0 | 0 | 1 | 9 | 10
70 ≤ u < 80 | 0 | 0 | 0 | 0 | 0 | 0
40 ≤ u < 70 | 0 | 0 | 0 | 0 | 0 | 0
5 ≤ u < 40 | 0 | 0 | 0 | 0 | 0 | 0
u < 5 | 0 | 0 | 0 | 0 | 0 | 0
Total | 0 | 0 | 0 | 1 | 9 | 10
HIRO23(PT 23 HIRLAU)¦ meter SN:1702334123978850
Tensiune reziduală u% | Durata t ms |  |  |  |  | Total
| 10 < t ≤ 200 | 200 < t ≤ 500 | 500 < t ≤ 1000 | 1000 < t ≤ 5000 | 5000 < t ≤ 60000
80 ≤ u < 90 | 0 | 0 | 0 | 1 | 11 | 12
70 ≤ u < 80 | 0 | 0 | 0 | 0 | 0 | 0
40 ≤ u < 70 | 0 | 0 | 0 | 0 | 0 | 0
5 ≤ u < 40 | 0 | 0 | 0 | 0 | 0 | 0
u < 5 | 0 | 0 | 0 | 0 | 0 | 0
Total | 0 | 0 | 0 | 1 | 11 | 12
BDAI01(PT 1 BUDAI)¦ meter SN:1702334125532582
Tensiune reziduală u% | Durata t ms |  |  |  |  | Total
| 10 < t ≤ 200 | 200 < t ≤ 500 | 500 < t ≤ 1000 | 1000 < t ≤ 5000 | 5000 < t ≤ 60000
80 ≤ u < 90 | 0 | 0 | 0 | 0 | 0 | 0
70 ≤ u < 80 | 0 | 0 | 0 | 0 | 0 | 0
40 ≤ u < 70 | 0 | 0 | 0 | 0 | 0 | 0
5 ≤ u < 40 | 0 | 0 | 0 | 0 | 0 | 0
u < 5 | 0 | 0 | 0 | 0 | 0 | 0
Total | 0 | 0 | 0 | 0 | 0 | 0
BDAI03(PT 3 BUDAI)¦ meter SN:1702434126588485
Tensiune reziduală u% | Durata t ms |  |  |  |  | Total
| 10 < t ≤ 200 | 200 < t ≤ 500 | 500 < t ≤ 1000 | 1000 < t ≤ 5000 | 5000 < t ≤ 60000
80 ≤ u < 90 | 0 | 0 | 0 | 0 | 0 | 0
70 ≤ u < 80 | 0 | 0 | 0 | 0 | 0 | 0
40 ≤ u < 70 | 0 | 0 | 0 | 0 | 0 | 0
5 ≤ u < 40 | 0 | 0 | 0 | 0 | 0 | 0
u < 5 | 0 | 0 | 0 | 0 | 0 | 0
Total | 0 | 0 | 0 | 0 | 0 | 0
BDAI04(PT 4 BUDAI(CENTRUL PERSOANE CU DIZABILITATI))¦ meter SN:1702334123717741
Tensiune reziduală u% | Durata t ms |  |  |  |  | Total
| 10 < t ≤ 200 | 200 < t ≤ 500 | 500 < t ≤ 1000 | 1000 < t ≤ 5000 | 5000 < t ≤ 60000
80 ≤ u < 90 | 0 | 0 | 0 | 0 | 0 | 0
70 ≤ u < 80 | 0 | 0 | 0 | 0 | 0 | 0
40 ≤ u < 70 | 0 | 0 | 0 | 0 | 0 | 0
5 ≤ u < 40 | 0 | 0 | 0 | 0 | 0 | 0
u < 5 | 0 | 0 | 0 | 0 | 0 | 0
Total | 0 | 0 | 0 | 0 | 0 | 0
CHLS01(PTA CHILISOANA)¦ meter SN:1702334125532584
Tensiune reziduală u% | Durata t ms |  |  |  |  | Total
| 10 < t ≤ 200 | 200 < t ≤ 500 | 500 < t ≤ 1000 | 1000 < t ≤ 5000 | 5000 < t ≤ 60000
80 ≤ u < 90 | 0 | 0 | 0 | 0 | 0 | 0
70 ≤ u < 80 | 0 | 0 | 0 | 0 | 0 | 0
40 ≤ u < 70 | 0 | 0 | 0 | 0 | 0 | 0
5 ≤ u < 40 | 0 | 0 | 0 | 0 | 0 | 0
u < 5 | 0 | 0 | 0 | 0 | 0 | 0
Total | 0 | 0 | 0 | 0 | 0 | 0
COSI01(PT COSITENI)¦ meter SN:1702334125532585
Tensiune reziduală u% | Durata t ms |  |  |  |  | Total
| 10 < t ≤ 200 | 200 < t ≤ 500 | 500 < t ≤ 1000 | 1000 < t ≤ 5000 | 5000 < t ≤ 60000
80 ≤ u < 90 | 0 | 0 | 0 | 0 | 0 | 0
70 ≤ u < 80 | 0 | 0 | 0 | 0 | 0 | 0
40 ≤ u < 70 | 0 | 0 | 0 | 0 | 0 | 0
5 ≤ u < 40 | 0 | 0 | 0 | 0 | 0 | 0
u < 5 | 0 | 0 | 0 | 0 | 0 | 0
Total | 0 | 0 | 0 | 0 | 0 | 0
HARP01(PT 1 HARPASESTI)¦ meter SN:1009141000000642
Tensiune reziduală u% | Durata t ms |  |  |  |  | Total
| 10 < t ≤ 200 | 200 < t ≤ 500 | 500 < t ≤ 1000 | 1000 < t ≤ 5000 | 5000 < t ≤ 60000
80 ≤ u < 90 | 0 | 0 | 0 | 0 | 0 | 0
70 ≤ u < 80 | 0 | 0 | 0 | 0 | 0 | 0
40 ≤ u < 70 | 0 | 0 | 0 | 0 | 0 | 0
5 ≤ u < 40 | 0 | 0 | 0 | 0 | 0 | 0
u < 5 | 0 | 0 | 0 | 0 | 0 | 0
Total | 0 | 0 | 0 | 0 | 0 | 0
HLMP01(PT HOLM)¦ meter SN:1702434126423138
Tensiune reziduală u% | Durata t ms |  |  |  |  | Total
| 10 < t ≤ 200 | 200 < t ≤ 500 | 500 < t ≤ 1000 | 1000 < t ≤ 5000 | 5000 < t ≤ 60000
80 ≤ u < 90 | 0 | 0 | 0 | 0 | 0 | 0
70 ≤ u < 80 | 0 | 0 | 0 | 0 | 0 | 0
40 ≤ u < 70 | 0 | 0 | 0 | 0 | 0 | 0
5 ≤ u < 40 | 0 | 0 | 0 | 0 | 0 | 0
u < 5 | 0 | 0 | 0 | 0 | 0 | 0
Total | 0 | 0 | 0 | 0 | 0 | 0
PODI02(PTZ 2 PODU ILOAIEI)¦ meter SN:1702334125532550
Tensiune reziduală u% | Durata t ms |  |  |  |  | Total
| 10 < t ≤ 200 | 200 < t ≤ 500 | 500 < t ≤ 1000 | 1000 < t ≤ 5000 | 5000 < t ≤ 60000
80 ≤ u < 90 | 0 | 0 | 0 | 0 | 0 | 0
70 ≤ u < 80 | 0 | 0 | 0 | 0 | 0 | 0
40 ≤ u < 70 | 0 | 0 | 0 | 0 | 0 | 0
5 ≤ u < 40 | 0 | 0 | 0 | 0 | 0 | 0
u < 5 | 0 | 0 | 0 | 0 | 0 | 0
Total | 0 | 0 | 0 | 0 | 0 | 0
PODI04(PT 4 PODU ILOAIEI)¦ meter SN:1702434126588487
Tensiune reziduală u% | Durata t ms |  |  |  |  | Total
| 10 < t ≤ 200 | 200 < t ≤ 500 | 500 < t ≤ 1000 | 1000 < t ≤ 5000 | 5000 < t ≤ 60000
80 ≤ u < 90 | 0 | 0 | 0 | 0 | 0 | 0
70 ≤ u < 80 | 0 | 0 | 0 | 0 | 0 | 0
40 ≤ u < 70 | 0 | 0 | 0 | 0 | 0 | 0
5 ≤ u < 40 | 0 | 0 | 0 | 0 | 0 | 0
u < 5 | 0 | 0 | 0 | 0 | 0 | 0
Total | 0 | 0 | 0 | 0 | 0 | 0
PODI05(PT 5 PODU ILOAIEI)¦ meter SN:1702434126588484
Tensiune reziduală u% | Durata t ms |  |  |  |  | Total
| 10 < t ≤ 200 | 200 < t ≤ 500 | 500 < t ≤ 1000 | 1000 < t ≤ 5000 | 5000 < t ≤ 60000
80 ≤ u < 90 | 0 | 0 | 0 | 0 | 0 | 0
70 ≤ u < 80 | 0 | 0 | 0 | 0 | 0 | 0
40 ≤ u < 70 | 0 | 0 | 0 | 0 | 0 | 0
5 ≤ u < 40 | 0 | 0 | 0 | 0 | 0 | 0
u < 5 | 0 | 0 | 0 | 0 | 0 | 0
Total | 0 | 0 | 0 | 0 | 0 | 0
PODI10(PTZ 10 PODU ILOAIEI)¦ meter SN:1702434126588488
Tensiune reziduală u% | Durata t ms |  |  |  |  | Total
| 10 < t ≤ 200 | 200 < t ≤ 500 | 500 < t ≤ 1000 | 1000 < t ≤ 5000 | 5000 < t ≤ 60000
80 ≤ u < 90 | 0 | 0 | 0 | 0 | 0 | 0
70 ≤ u < 80 | 0 | 0 | 0 | 0 | 0 | 0
40 ≤ u < 70 | 0 | 0 | 0 | 0 | 0 | 0
5 ≤ u < 40 | 0 | 0 | 0 | 0 | 0 | 0
u < 5 | 0 | 0 | 0 | 0 | 0 | 0
Total | 0 | 0 | 0 | 0 | 0 | 0
PODI13(PT 13 PODU ILOAIEI)¦ meter SN:1702334125532549
Tensiune reziduală u% | Durata t ms |  |  |  |  | Total
| 10 < t ≤ 200 | 200 < t ≤ 500 | 500 < t ≤ 1000 | 1000 < t ≤ 5000 | 5000 < t ≤ 60000
80 ≤ u < 90 | 0 | 0 | 0 | 0 | 0 | 0
70 ≤ u < 80 | 0 | 0 | 0 | 0 | 0 | 0
40 ≤ u < 70 | 0 | 0 | 0 | 0 | 0 | 0
5 ≤ u < 40 | 0 | 0 | 0 | 0 | 0 | 0
u < 5 | 0 | 0 | 0 | 0 | 0 | 0
Total | 0 | 0 | 0 | 0 | 0 | 0
PODI22(PTZ 22 PODU ILOAIEI)¦ meter SN:1702334125532551
Tensiune reziduală u% | Durata t ms |  |  |  |  | Total
| 10 < t ≤ 200 | 200 < t ≤ 500 | 500 < t ≤ 1000 | 1000 < t ≤ 5000 | 5000 < t ≤ 60000
80 ≤ u < 90 | 0 | 0 | 0 | 0 | 0 | 0
70 ≤ u < 80 | 0 | 0 | 0 | 0 | 0 | 0
40 ≤ u < 70 | 0 | 0 | 0 | 0 | 0 | 0
5 ≤ u < 40 | 0 | 0 | 0 | 0 | 0 | 0
u < 5 | 0 | 0 | 0 | 0 | 0 | 0
Total | 0 | 0 | 0 | 0 | 0 | 0
PODI28(PTZ 28 PODU ILOAIEI)¦ meter SN:1702334125532587
Tensiune reziduală u% | Durata t ms |  |  |  |  | Total
| 10 < t ≤ 200 | 200 < t ≤ 500 | 500 < t ≤ 1000 | 1000 < t ≤ 5000 | 5000 < t ≤ 60000
80 ≤ u < 90 | 0 | 0 | 0 | 1 | 0 | 1
70 ≤ u < 80 | 0 | 0 | 0 | 0 | 0 | 0
40 ≤ u < 70 | 0 | 0 | 0 | 0 | 0 | 0
5 ≤ u < 40 | 0 | 0 | 0 | 0 | 0 | 0
u < 5 | 0 | 0 | 0 | 0 | 0 | 0
Total | 0 | 0 | 0 | 1 | 0 | 1
PODI29(PT 29 PODU ILOAIEI)¦ meter SN:1702434126423136
Tensiune reziduală u% | Durata t ms |  |  |  |  | Total
| 10 < t ≤ 200 | 200 < t ≤ 500 | 500 < t ≤ 1000 | 1000 < t ≤ 5000 | 5000 < t ≤ 60000
80 ≤ u < 90 | 0 | 0 | 0 | 0 | 0 | 0
70 ≤ u < 80 | 0 | 0 | 0 | 0 | 0 | 0
40 ≤ u < 70 | 0 | 0 | 0 | 0 | 0 | 0
5 ≤ u < 40 | 0 | 0 | 0 | 0 | 0 | 0
u < 5 | 0 | 0 | 0 | 0 | 0 | 0
Total | 0 | 0 | 0 | 0 | 0 | 0
PODI30(PT 30 PODU ILOAIEI)¦ meter SN:1702434126423140
Tensiune reziduală u% | Durata t ms |  |  |  |  | Total
| 10 < t ≤ 200 | 200 < t ≤ 500 | 500 < t ≤ 1000 | 1000 < t ≤ 5000 | 5000 < t ≤ 60000
80 ≤ u < 90 | 0 | 0 | 0 | 0 | 0 | 0
70 ≤ u < 80 | 0 | 0 | 0 | 0 | 0 | 0
40 ≤ u < 70 | 0 | 0 | 0 | 0 | 0 | 0
5 ≤ u < 40 | 0 | 0 | 0 | 0 | 0 | 0
u < 5 | 0 | 0 | 0 | 0 | 0 | 0
Total | 0 | 0 | 0 | 0 | 0 | 0
PODI35(PTA 35 PODU ILOAIEI)¦ meter SN:1702334123978827
Tensiune reziduală u% | Durata t ms |  |  |  |  | Total
| 10 < t ≤ 200 | 200 < t ≤ 500 | 500 < t ≤ 1000 | 1000 < t ≤ 5000 | 5000 < t ≤ 60000
80 ≤ u < 90 | 0 | 0 | 0 | 0 | 0 | 0
70 ≤ u < 80 | 0 | 0 | 0 | 0 | 0 | 0
40 ≤ u < 70 | 0 | 0 | 0 | 0 | 0 | 0
5 ≤ u < 40 | 0 | 0 | 0 | 0 | 0 | 0
u < 5 | 0 | 0 | 0 | 0 | 0 | 0
Total | 0 | 0 | 0 | 0 | 0 | 0
SARC05(PT 5 SIRCA)¦ meter SN:1702334124027426
Tensiune reziduală u% | Durata t ms |  |  |  |  | Total
| 10 < t ≤ 200 | 200 < t ≤ 500 | 500 < t ≤ 1000 | 1000 < t ≤ 5000 | 5000 < t ≤ 60000
80 ≤ u < 90 | 0 | 0 | 0 | 0 | 0 | 0
70 ≤ u < 80 | 0 | 0 | 0 | 0 | 0 | 0
40 ≤ u < 70 | 0 | 0 | 0 | 0 | 0 | 0
5 ≤ u < 40 | 0 | 0 | 0 | 0 | 0 | 0
u < 5 | 0 | 0 | 0 | 0 | 0 | 0
Total | 0 | 0 | 0 | 0 | 0 | 0
SCBL01(PT 1 SCOBILTENI)¦ meter SN:1702334123978858
Tensiune reziduală u% | Durata t ms |  |  |  |  | Total
| 10 < t ≤ 200 | 200 < t ≤ 500 | 500 < t ≤ 1000 | 1000 < t ≤ 5000 | 5000 < t ≤ 60000
80 ≤ u < 90 | 0 | 0 | 0 | 0 | 0 | 0
70 ≤ u < 80 | 0 | 0 | 0 | 0 | 0 | 0
40 ≤ u < 70 | 0 | 0 | 0 | 0 | 0 | 0
5 ≤ u < 40 | 0 | 0 | 0 | 0 | 0 | 0
u < 5 | 0 | 0 | 0 | 0 | 0 | 0
Total | 0 | 0 | 0 | 0 | 0 | 0
SCBL02(PT 2 SCOBILTENI)¦ meter SN:1702334123717738
Tensiune reziduală u% | Durata t ms |  |  |  |  | Total
| 10 < t ≤ 200 | 200 < t ≤ 500 | 500 < t ≤ 1000 | 1000 < t ≤ 5000 | 5000 < t ≤ 60000
80 ≤ u < 90 | 0 | 0 | 0 | 0 | 0 | 0
70 ≤ u < 80 | 0 | 0 | 0 | 0 | 0 | 0
40 ≤ u < 70 | 0 | 0 | 0 | 0 | 0 | 0
5 ≤ u < 40 | 0 | 0 | 0 | 0 | 0 | 0
u < 5 | 0 | 0 | 0 | 0 | 0 | 0
Total | 0 | 0 | 0 | 0 | 0 | 0
SCBL03(PT 3 SCOBILTENI)¦ meter SN:1702334123978855
Tensiune reziduală u% | Durata t ms |  |  |  |  | Total
| 10 < t ≤ 200 | 200 < t ≤ 500 | 500 < t ≤ 1000 | 1000 < t ≤ 5000 | 5000 < t ≤ 60000
80 ≤ u < 90 | 0 | 0 | 0 | 0 | 0 | 0
70 ≤ u < 80 | 0 | 0 | 0 | 0 | 0 | 0
40 ≤ u < 70 | 0 | 0 | 0 | 0 | 0 | 0
5 ≤ u < 40 | 0 | 0 | 0 | 0 | 0 | 0
u < 5 | 0 | 0 | 0 | 0 | 0 | 0
Total | 0 | 0 | 0 | 0 | 0 | 0
ZMEU01(PT 1 ZMEU)¦ meter SN:1702434125831822
Tensiune reziduală u% | Durata t ms |  |  |  |  | Total
| 10 < t ≤ 200 | 200 < t ≤ 500 | 500 < t ≤ 1000 | 1000 < t ≤ 5000 | 5000 < t ≤ 60000
80 ≤ u < 90 | 0 | 0 | 0 | 0 | 0 | 0
70 ≤ u < 80 | 0 | 0 | 0 | 0 | 0 | 0
40 ≤ u < 70 | 0 | 0 | 0 | 0 | 0 | 0
5 ≤ u < 40 | 0 | 0 | 0 | 0 | 0 | 0
u < 5 | 0 | 0 | 0 | 0 | 0 | 0
Total | 0 | 0 | 0 | 0 | 0 | 0
RZBN01(PT 1 RAZBOIENI)¦ meter SN:1702434126423139
Tensiune reziduală u% | Durata t ms |  |  |  |  | Total
| 10 < t ≤ 200 | 200 < t ≤ 500 | 500 < t ≤ 1000 | 1000 < t ≤ 5000 | 5000 < t ≤ 60000
80 ≤ u < 90 | 0 | 0 | 0 | 0 | 0 | 0
70 ≤ u < 80 | 0 | 0 | 0 | 0 | 0 | 0
40 ≤ u < 70 | 0 | 0 | 0 | 0 | 0 | 0
5 ≤ u < 40 | 0 | 0 | 0 | 0 | 0 | 0
u < 5 | 0 | 0 | 0 | 0 | 0 | 0
Total | 0 | 0 | 0 | 0 | 0 | 0
RZBN02(PTS 2 RAZBOIENI)¦ meter SN:1702334124027442
Tensiune reziduală u% | Durata t ms |  |  |  |  | Total
| 10 < t ≤ 200 | 200 < t ≤ 500 | 500 < t ≤ 1000 | 1000 < t ≤ 5000 | 5000 < t ≤ 60000
80 ≤ u < 90 | 0 | 0 | 0 | 0 | 0 | 0
70 ≤ u < 80 | 0 | 0 | 0 | 0 | 0 | 0
40 ≤ u < 70 | 0 | 0 | 0 | 0 | 0 | 0
5 ≤ u < 40 | 0 | 0 | 0 | 0 | 0 | 0
u < 5 | 0 | 0 | 0 | 0 | 0 | 0
Total | 0 | 0 | 0 | 0 | 0 | 0
RZBN06(PT 6 RAZBOIENI)¦ meter SN:1702334125532539
Tensiune reziduală u% | Durata t ms |  |  |  |  | Total
| 10 < t ≤ 200 | 200 < t ≤ 500 | 500 < t ≤ 1000 | 1000 < t ≤ 5000 | 5000 < t ≤ 60000
80 ≤ u < 90 | 0 | 0 | 0 | 0 | 0 | 0
70 ≤ u < 80 | 0 | 0 | 0 | 0 | 0 | 0
40 ≤ u < 70 | 0 | 0 | 0 | 0 | 0 | 0
5 ≤ u < 40 | 0 | 0 | 0 | 0 | 0 | 0
u < 5 | 0 | 0 | 0 | 0 | 0 | 0
Total | 0 | 0 | 0 | 0 | 0 | 0
STRU01(PT 1 STRUNGA)¦ meter SN:1702334123978857
Tensiune reziduală u% | Durata t ms |  |  |  |  | Total
| 10 < t ≤ 200 | 200 < t ≤ 500 | 500 < t ≤ 1000 | 1000 < t ≤ 5000 | 5000 < t ≤ 60000
80 ≤ u < 90 | 0 | 0 | 0 | 0 | 0 | 0
70 ≤ u < 80 | 0 | 0 | 0 | 0 | 0 | 0
40 ≤ u < 70 | 0 | 0 | 0 | 0 | 0 | 0
5 ≤ u < 40 | 0 | 0 | 0 | 0 | 0 | 0
u < 5 | 0 | 0 | 0 | 0 | 0 | 0
Total | 0 | 0 | 0 | 0 | 0 | 0
STRU04(PT 4 STRUNGA)¦ meter SN:1702334123978859
Tensiune reziduală u% | Durata t ms |  |  |  |  | Total
| 10 < t ≤ 200 | 200 < t ≤ 500 | 500 < t ≤ 1000 | 1000 < t ≤ 5000 | 5000 < t ≤ 60000
80 ≤ u < 90 | 0 | 0 | 0 | 0 | 0 | 0
70 ≤ u < 80 | 0 | 0 | 0 | 0 | 0 | 0
40 ≤ u < 70 | 0 | 0 | 0 | 0 | 0 | 0
5 ≤ u < 40 | 0 | 0 | 0 | 0 | 0 | 0
u < 5 | 0 | 0 | 0 | 0 | 0 | 0
Total | 0 | 0 | 0 | 0 | 0 | 0
STRU06(PT 6 STRUNGA)¦ meter SN:1702334123978860
Tensiune reziduală u% | Durata t ms |  |  |  |  | Total
| 10 < t ≤ 200 | 200 < t ≤ 500 | 500 < t ≤ 1000 | 1000 < t ≤ 5000 | 5000 < t ≤ 60000
80 ≤ u < 90 | 0 | 0 | 0 | 0 | 0 | 0
70 ≤ u < 80 | 0 | 0 | 0 | 0 | 0 | 0
40 ≤ u < 70 | 0 | 0 | 0 | 0 | 0 | 0
5 ≤ u < 40 | 0 | 0 | 0 | 0 | 0 | 0
u < 5 | 0 | 0 | 0 | 0 | 0 | 0
Total | 0 | 0 | 0 | 0 | 0 | 0
STRU07(PT 7 STRUNGA)¦ meter SN:1702334123978830
Tensiune reziduală u% | Durata t ms |  |  |  |  | Total
| 10 < t ≤ 200 | 200 < t ≤ 500 | 500 < t ≤ 1000 | 1000 < t ≤ 5000 | 5000 < t ≤ 60000
80 ≤ u < 90 | 0 | 0 | 0 | 0 | 0 | 0
70 ≤ u < 80 | 0 | 0 | 0 | 0 | 0 | 0
40 ≤ u < 70 | 0 | 0 | 0 | 0 | 0 | 0
5 ≤ u < 40 | 0 | 0 | 0 | 0 | 0 | 0
u < 5 | 0 | 0 | 0 | 0 | 0 | 0
Total | 0 | 0 | 0 | 0 | 0 | 0
STRU08(PT 8 STRUNGA)¦ meter SN:1702334123978856
Tensiune reziduală u% | Durata t ms |  |  |  |  | Total
| 10 < t ≤ 200 | 200 < t ≤ 500 | 500 < t ≤ 1000 | 1000 < t ≤ 5000 | 5000 < t ≤ 60000
80 ≤ u < 90 | 0 | 0 | 0 | 0 | 0 | 0
70 ≤ u < 80 | 0 | 0 | 0 | 0 | 0 | 0
40 ≤ u < 70 | 0 | 0 | 0 | 0 | 0 | 0
5 ≤ u < 40 | 0 | 0 | 0 | 0 | 0 | 0
u < 5 | 0 | 0 | 0 | 0 | 0 | 0
Total | 0 | 0 | 0 | 0 | 0 | 0
TRGO01(PTAB 1 TG.FRUMOS)¦ meter SN:1702434126588492
Tensiune reziduală u% | Durata t ms |  |  |  |  | Total
| 10 < t ≤ 200 | 200 < t ≤ 500 | 500 < t ≤ 1000 | 1000 < t ≤ 5000 | 5000 < t ≤ 60000
80 ≤ u < 90 | 0 | 0 | 0 | 0 | 0 | 0
70 ≤ u < 80 | 0 | 0 | 0 | 0 | 0 | 0
40 ≤ u < 70 | 0 | 0 | 0 | 0 | 0 | 0
5 ≤ u < 40 | 0 | 0 | 0 | 0 | 0 | 0
u < 5 | 0 | 0 | 0 | 0 | 0 | 0
Total | 0 | 0 | 0 | 0 | 0 | 0
TRGO13(PT 13 TG.FRUMOS)¦ meter SN:1702434126423141
Tensiune reziduală u% | Durata t ms |  |  |  |  | Total
| 10 < t ≤ 200 | 200 < t ≤ 500 | 500 < t ≤ 1000 | 1000 < t ≤ 5000 | 5000 < t ≤ 60000
80 ≤ u < 90 | 0 | 0 | 0 | 0 | 0 | 0
70 ≤ u < 80 | 0 | 0 | 0 | 0 | 0 | 0
40 ≤ u < 70 | 0 | 0 | 0 | 0 | 0 | 0
5 ≤ u < 40 | 0 | 0 | 0 | 0 | 0 | 0
u < 5 | 0 | 0 | 0 | 0 | 0 | 0
Total | 0 | 0 | 0 | 0 | 0 | 0
TRGO14(PT 14 TG.FRUMOS)¦ meter SN:1702234122645709
Tensiune reziduală u% | Durata t ms |  |  |  |  | Total
| 10 < t ≤ 200 | 200 < t ≤ 500 | 500 < t ≤ 1000 | 1000 < t ≤ 5000 | 5000 < t ≤ 60000
80 ≤ u < 90 | 0 | 0 | 0 | 0 | 0 | 0
70 ≤ u < 80 | 0 | 0 | 0 | 0 | 0 | 0
40 ≤ u < 70 | 0 | 0 | 0 | 0 | 0 | 0
5 ≤ u < 40 | 0 | 0 | 0 | 0 | 0 | 0
u < 5 | 0 | 0 | 0 | 0 | 0 | 0
Total | 0 | 0 | 0 | 0 | 0 | 0
TRGO15(PT 15 TG.FRUMOS)¦ meter SN:1702234122645711
Tensiune reziduală u% | Durata t ms |  |  |  |  | Total
| 10 < t ≤ 200 | 200 < t ≤ 500 | 500 < t ≤ 1000 | 1000 < t ≤ 5000 | 5000 < t ≤ 60000
80 ≤ u < 90 | 0 | 0 | 0 | 0 | 0 | 0
70 ≤ u < 80 | 0 | 0 | 0 | 0 | 0 | 0
40 ≤ u < 70 | 0 | 0 | 0 | 0 | 0 | 0
5 ≤ u < 40 | 0 | 0 | 0 | 0 | 0 | 0
u < 5 | 0 | 0 | 0 | 0 | 0 | 0
Total | 0 | 0 | 0 | 0 | 0 | 0
TRGO18(PTZ 18 TG.FRUMOS)¦ meter SN:1702234122645713
Tensiune reziduală u% | Durata t ms |  |  |  |  | Total
| 10 < t ≤ 200 | 200 < t ≤ 500 | 500 < t ≤ 1000 | 1000 < t ≤ 5000 | 5000 < t ≤ 60000
80 ≤ u < 90 | 0 | 0 | 0 | 0 | 0 | 0
70 ≤ u < 80 | 0 | 0 | 0 | 0 | 0 | 0
40 ≤ u < 70 | 0 | 0 | 0 | 0 | 0 | 0
5 ≤ u < 40 | 0 | 0 | 0 | 0 | 0 | 0
u < 5 | 0 | 0 | 0 | 0 | 0 | 0
Total | 0 | 0 | 0 | 0 | 0 | 0
TRGO23(PTA 23 TG.FRUMOS)¦ meter SN:1702234122645710
Tensiune reziduală u% | Durata t ms |  |  |  |  | Total
| 10 < t ≤ 200 | 200 < t ≤ 500 | 500 < t ≤ 1000 | 1000 < t ≤ 5000 | 5000 < t ≤ 60000
80 ≤ u < 90 | 0 | 0 | 0 | 1 | 0 | 1
70 ≤ u < 80 | 0 | 0 | 0 | 0 | 0 | 0
40 ≤ u < 70 | 0 | 0 | 0 | 0 | 0 | 0
5 ≤ u < 40 | 0 | 0 | 0 | 0 | 0 | 0
u < 5 | 0 | 0 | 0 | 0 | 0 | 0
Total | 0 | 0 | 0 | 1 | 0 | 1
TRGO28(PTZ 28 TG.FRUMOS)¦ meter SN:1702234122645708
Tensiune reziduală u% | Durata t ms |  |  |  |  | Total
| 10 < t ≤ 200 | 200 < t ≤ 500 | 500 < t ≤ 1000 | 1000 < t ≤ 5000 | 5000 < t ≤ 60000
80 ≤ u < 90 | 0 | 0 | 0 | 0 | 0 | 0
70 ≤ u < 80 | 0 | 0 | 0 | 0 | 0 | 0
40 ≤ u < 70 | 0 | 0 | 0 | 0 | 0 | 0
5 ≤ u < 40 | 0 | 0 | 0 | 0 | 0 | 0
u < 5 | 0 | 0 | 0 | 0 | 0 | 0
Total | 0 | 0 | 0 | 0 | 0 | 0
TRGO31(PTZ 31 TG.FRUMOS)¦ meter SN:1702434126588486
Tensiune reziduală u% | Durata t ms |  |  |  |  | Total
| 10 < t ≤ 200 | 200 < t ≤ 500 | 500 < t ≤ 1000 | 1000 < t ≤ 5000 | 5000 < t ≤ 60000
80 ≤ u < 90 | 0 | 0 | 0 | 0 | 0 | 0
70 ≤ u < 80 | 0 | 0 | 0 | 0 | 0 | 0
40 ≤ u < 70 | 0 | 0 | 0 | 0 | 0 | 0
5 ≤ u < 40 | 0 | 0 | 0 | 0 | 0 | 0
u < 5 | 0 | 0 | 0 | 0 | 0 | 0
Total | 0 | 0 | 0 | 0 | 0 | 0
TRGO33(PTM 33 TG.FRUMOS)¦ meter SN:1702234122645706
Tensiune reziduală u% | Durata t ms |  |  |  |  | Total
| 10 < t ≤ 200 | 200 < t ≤ 500 | 500 < t ≤ 1000 | 1000 < t ≤ 5000 | 5000 < t ≤ 60000
80 ≤ u < 90 | 0 | 0 | 0 | 0 | 0 | 0
70 ≤ u < 80 | 0 | 0 | 0 | 0 | 0 | 0
40 ≤ u < 70 | 0 | 0 | 0 | 0 | 0 | 0
5 ≤ u < 40 | 0 | 0 | 0 | 0 | 0 | 0
u < 5 | 0 | 0 | 0 | 0 | 0 | 0
Total | 0 | 0 | 0 | 0 | 0 | 0
TRGO34(PTA 34 TG.FRUMOS)¦ meter SN:1702334123978853
Tensiune reziduală u% | Durata t ms |  |  |  |  | Total
| 10 < t ≤ 200 | 200 < t ≤ 500 | 500 < t ≤ 1000 | 1000 < t ≤ 5000 | 5000 < t ≤ 60000
80 ≤ u < 90 | 0 | 0 | 0 | 0 | 0 | 0
70 ≤ u < 80 | 0 | 0 | 0 | 0 | 0 | 0
40 ≤ u < 70 | 0 | 0 | 0 | 0 | 0 | 0
5 ≤ u < 40 | 0 | 0 | 0 | 0 | 0 | 0
u < 5 | 0 | 0 | 0 | 0 | 0 | 0
Total | 0 | 0 | 0 | 0 | 0 | 0
TRGO36(PTZ 36 TG.FRUMOS)¦ meter SN:1702334125532548
Tensiune reziduală u% | Durata t ms |  |  |  |  | Total
| 10 < t ≤ 200 | 200 < t ≤ 500 | 500 < t ≤ 1000 | 1000 < t ≤ 5000 | 5000 < t ≤ 60000
80 ≤ u < 90 | 0 | 0 | 0 | 0 | 0 | 0
70 ≤ u < 80 | 0 | 0 | 0 | 0 | 0 | 0
40 ≤ u < 70 | 0 | 0 | 0 | 0 | 0 | 0
5 ≤ u < 40 | 0 | 0 | 0 | 0 | 0 | 0
u < 5 | 0 | 0 | 0 | 0 | 0 | 0
Total | 0 | 0 | 0 | 0 | 0 | 0
TRGO43(PTZ 43 TG.FRUMOS)¦ meter SN:1702234122645714
Tensiune reziduală u% | Durata t ms |  |  |  |  | Total
| 10 < t ≤ 200 | 200 < t ≤ 500 | 500 < t ≤ 1000 | 1000 < t ≤ 5000 | 5000 < t ≤ 60000
80 ≤ u < 90 | 0 | 0 | 0 | 0 | 0 | 0
70 ≤ u < 80 | 0 | 0 | 0 | 0 | 0 | 0
40 ≤ u < 70 | 0 | 0 | 0 | 0 | 0 | 0
5 ≤ u < 40 | 0 | 0 | 0 | 0 | 0 | 0
u < 5 | 0 | 0 | 0 | 0 | 0 | 0
Total | 0 | 0 | 0 | 0 | 0 | 0
TRGO44(PTZ 44 TG.FRUMOS)¦ meter SN:1702434126423142
Tensiune reziduală u% | Durata t ms |  |  |  |  | Total
| 10 < t ≤ 200 | 200 < t ≤ 500 | 500 < t ≤ 1000 | 1000 < t ≤ 5000 | 5000 < t ≤ 60000
80 ≤ u < 90 | 0 | 0 | 0 | 0 | 0 | 0
70 ≤ u < 80 | 0 | 0 | 0 | 0 | 0 | 0
40 ≤ u < 70 | 0 | 0 | 0 | 0 | 0 | 0
5 ≤ u < 40 | 0 | 0 | 0 | 0 | 0 | 0
u < 5 | 0 | 0 | 0 | 0 | 0 | 0
Total | 0 | 0 | 0 | 0 | 0 | 0
TRGO45(PTA 45 TG.FRUMOS)¦ meter SN:1702334123978854
Tensiune reziduală u% | Durata t ms |  |  |  |  | Total
| 10 < t ≤ 200 | 200 < t ≤ 500 | 500 < t ≤ 1000 | 1000 < t ≤ 5000 | 5000 < t ≤ 60000
80 ≤ u < 90 | 0 | 0 | 0 | 0 | 0 | 0
70 ≤ u < 80 | 0 | 0 | 0 | 0 | 0 | 0
40 ≤ u < 70 | 0 | 0 | 0 | 0 | 0 | 0
5 ≤ u < 40 | 0 | 0 | 0 | 0 | 0 | 0
u < 5 | 0 | 0 | 0 | 0 | 0 | 0
Total | 0 | 0 | 0 | 0 | 0 | 0
TRGO49(PTA 49 TG.FRUMOS)¦ meter SN:1702234122645715
Tensiune reziduală u% | Durata t ms |  |  |  |  | Total
| 10 < t ≤ 200 | 200 < t ≤ 500 | 500 < t ≤ 1000 | 1000 < t ≤ 5000 | 5000 < t ≤ 60000
80 ≤ u < 90 | 0 | 0 | 0 | 0 | 0 | 0
70 ≤ u < 80 | 0 | 0 | 0 | 0 | 0 | 0
40 ≤ u < 70 | 0 | 0 | 0 | 0 | 0 | 0
5 ≤ u < 40 | 0 | 0 | 0 | 0 | 0 | 0
u < 5 | 0 | 0 | 0 | 0 | 0 | 0
Total | 0 | 0 | 0 | 0 | 0 | 0
TRGO50(PTAB 50 TG.FRUMOS)¦ meter SN:1702234122645707
Tensiune reziduală u% | Durata t ms |  |  |  |  | Total
| 10 < t ≤ 200 | 200 < t ≤ 500 | 500 < t ≤ 1000 | 1000 < t ≤ 5000 | 5000 < t ≤ 60000
80 ≤ u < 90 | 0 | 0 | 0 | 0 | 0 | 0
70 ≤ u < 80 | 0 | 0 | 0 | 0 | 0 | 0
40 ≤ u < 70 | 0 | 0 | 0 | 0 | 0 | 0
5 ≤ u < 40 | 0 | 0 | 0 | 0 | 0 | 0
u < 5 | 0 | 0 | 0 | 0 | 0 | 0
Total | 0 | 0 | 0 | 0 | 0 | 0

## IS40(PASCANI)
HUMS01(PT 1 HUMOSU)¦ meter SN:1009141000000579
Tensiune reziduală u% | Durata t ms |  |  |  |  | Total
| 10 < t ≤ 200 | 200 < t ≤ 500 | 500 < t ≤ 1000 | 1000 < t ≤ 5000 | 5000 < t ≤ 60000
80 ≤ u < 90 | 0 | 0 | 0 | 0 | 0 | 0
70 ≤ u < 80 | 0 | 0 | 0 | 0 | 0 | 0
40 ≤ u < 70 | 0 | 0 | 0 | 0 | 0 | 0
5 ≤ u < 40 | 0 | 0 | 0 | 0 | 0 | 0
u < 5 | 0 | 0 | 0 | 0 | 0 | 0
Total | 0 | 0 | 0 | 0 | 0 | 0
LESP01(PT 1 LESPEZI)¦ meter SN:1702334125532593
Tensiune reziduală u% | Durata t ms |  |  |  |  | Total
| 10 < t ≤ 200 | 200 < t ≤ 500 | 500 < t ≤ 1000 | 1000 < t ≤ 5000 | 5000 < t ≤ 60000
80 ≤ u < 90 | 0 | 0 | 0 | 0 | 0 | 0
70 ≤ u < 80 | 0 | 0 | 0 | 0 | 0 | 0
40 ≤ u < 70 | 0 | 0 | 0 | 0 | 0 | 0
5 ≤ u < 40 | 0 | 0 | 0 | 0 | 0 | 0
u < 5 | 0 | 0 | 0 | 0 | 0 | 0
Total | 0 | 0 | 0 | 0 | 0 | 0
LESP02(PT 2 LESPEZI)¦ meter SN:1702334123717757
Tensiune reziduală u% | Durata t ms |  |  |  |  | Total
| 10 < t ≤ 200 | 200 < t ≤ 500 | 500 < t ≤ 1000 | 1000 < t ≤ 5000 | 5000 < t ≤ 60000
80 ≤ u < 90 | 0 | 0 | 0 | 0 | 0 | 0
70 ≤ u < 80 | 0 | 0 | 0 | 0 | 0 | 0
40 ≤ u < 70 | 0 | 0 | 0 | 0 | 0 | 0
5 ≤ u < 40 | 0 | 0 | 0 | 0 | 0 | 0
u < 5 | 0 | 0 | 0 | 0 | 0 | 0
Total | 0 | 0 | 0 | 0 | 0 | 0
LESP05(PT 5 LESPEZI)¦ meter SN:1702334123717755
Tensiune reziduală u% | Durata t ms |  |  |  |  | Total
| 10 < t ≤ 200 | 200 < t ≤ 500 | 500 < t ≤ 1000 | 1000 < t ≤ 5000 | 5000 < t ≤ 60000
80 ≤ u < 90 | 0 | 0 | 0 | 0 | 0 | 0
70 ≤ u < 80 | 0 | 0 | 0 | 0 | 0 | 0
40 ≤ u < 70 | 0 | 0 | 0 | 0 | 0 | 0
5 ≤ u < 40 | 0 | 0 | 0 | 0 | 0 | 0
u < 5 | 0 | 0 | 0 | 0 | 0 | 0
Total | 0 | 0 | 0 | 0 | 0 | 0
PAS001(PT 1 PASCANI)¦ meter SN:1702334123717782
Tensiune reziduală u% | Durata t ms |  |  |  |  | Total
| 10 < t ≤ 200 | 200 < t ≤ 500 | 500 < t ≤ 1000 | 1000 < t ≤ 5000 | 5000 < t ≤ 60000
80 ≤ u < 90 | 0 | 0 | 0 | 0 | 0 | 0
70 ≤ u < 80 | 0 | 0 | 0 | 0 | 0 | 0
40 ≤ u < 70 | 0 | 0 | 0 | 0 | 0 | 0
5 ≤ u < 40 | 0 | 0 | 0 | 0 | 0 | 0
u < 5 | 0 | 0 | 0 | 0 | 0 | 0
Total | 0 | 0 | 0 | 0 | 0 | 0
PAS002(PT 2 PASCANI)¦ meter SN:1702234122645863
Tensiune reziduală u% | Durata t ms |  |  |  |  | Total
| 10 < t ≤ 200 | 200 < t ≤ 500 | 500 < t ≤ 1000 | 1000 < t ≤ 5000 | 5000 < t ≤ 60000
80 ≤ u < 90 | 0 | 0 | 0 | 7 | 0 | 7
70 ≤ u < 80 | 0 | 0 | 0 | 0 | 0 | 0
40 ≤ u < 70 | 0 | 0 | 0 | 0 | 0 | 0
5 ≤ u < 40 | 0 | 0 | 0 | 0 | 0 | 0
u < 5 | 0 | 0 | 0 | 0 | 0 | 0
Total | 0 | 0 | 0 | 7 | 0 | 7
PAS007(PT 7 PASCANI)¦ meter SN:1702234122645865
Tensiune reziduală u% | Durata t ms |  |  |  |  | Total
| 10 < t ≤ 200 | 200 < t ≤ 500 | 500 < t ≤ 1000 | 1000 < t ≤ 5000 | 5000 < t ≤ 60000
80 ≤ u < 90 | 0 | 0 | 0 | 3 | 0 | 3
70 ≤ u < 80 | 0 | 0 | 0 | 0 | 0 | 0
40 ≤ u < 70 | 0 | 0 | 0 | 0 | 0 | 0
5 ≤ u < 40 | 0 | 0 | 0 | 0 | 0 | 0
u < 5 | 0 | 0 | 0 | 0 | 0 | 0
Total | 0 | 0 | 0 | 3 | 0 | 3
PAS009(PT 9 PASCANI)¦ meter SN:1702334123717781
Tensiune reziduală u% | Durata t ms |  |  |  |  | Total
| 10 < t ≤ 200 | 200 < t ≤ 500 | 500 < t ≤ 1000 | 1000 < t ≤ 5000 | 5000 < t ≤ 60000
80 ≤ u < 90 | 0 | 0 | 0 | 0 | 0 | 0
70 ≤ u < 80 | 0 | 0 | 0 | 0 | 0 | 0
40 ≤ u < 70 | 0 | 0 | 0 | 0 | 0 | 0
5 ≤ u < 40 | 0 | 0 | 0 | 0 | 0 | 0
u < 5 | 0 | 0 | 0 | 0 | 0 | 0
Total | 0 | 0 | 0 | 0 | 0 | 0
PAS027(PT 27 PASCANI)¦ meter SN:1702234122645862
Tensiune reziduală u% | Durata t ms |  |  |  |  | Total
| 10 < t ≤ 200 | 200 < t ≤ 500 | 500 < t ≤ 1000 | 1000 < t ≤ 5000 | 5000 < t ≤ 60000
80 ≤ u < 90 | 0 | 0 | 0 | 4 | 0 | 4
70 ≤ u < 80 | 0 | 0 | 0 | 0 | 0 | 0
40 ≤ u < 70 | 0 | 0 | 0 | 0 | 0 | 0
5 ≤ u < 40 | 0 | 0 | 0 | 0 | 0 | 0
u < 5 | 0 | 0 | 0 | 0 | 0 | 0
Total | 0 | 0 | 0 | 4 | 0 | 4
PAS056(PT 56 PASCANI)¦ meter SN:1702234122645717
Tensiune reziduală u% | Durata t ms |  |  |  |  | Total
| 10 < t ≤ 200 | 200 < t ≤ 500 | 500 < t ≤ 1000 | 1000 < t ≤ 5000 | 5000 < t ≤ 60000
80 ≤ u < 90 | 0 | 0 | 0 | 1 | 0 | 1
70 ≤ u < 80 | 0 | 0 | 0 | 0 | 0 | 0
40 ≤ u < 70 | 0 | 0 | 0 | 0 | 0 | 0
5 ≤ u < 40 | 0 | 0 | 0 | 0 | 0 | 0
u < 5 | 0 | 0 | 0 | 0 | 0 | 0
Total | 0 | 0 | 0 | 1 | 0 | 1
PAS064(PT 64 PASCANI)¦ meter SN:1702334123717780
Tensiune reziduală u% | Durata t ms |  |  |  |  | Total
| 10 < t ≤ 200 | 200 < t ≤ 500 | 500 < t ≤ 1000 | 1000 < t ≤ 5000 | 5000 < t ≤ 60000
80 ≤ u < 90 | 0 | 0 | 0 | 0 | 0 | 0
70 ≤ u < 80 | 0 | 0 | 0 | 0 | 0 | 0
40 ≤ u < 70 | 0 | 0 | 0 | 0 | 0 | 0
5 ≤ u < 40 | 0 | 0 | 0 | 0 | 0 | 0
u < 5 | 0 | 0 | 0 | 0 | 0 | 0
Total | 0 | 0 | 0 | 0 | 0 | 0
PAS065(PTA 65 PASCANI)¦ meter SN:1702334123978828
Tensiune reziduală u% | Durata t ms |  |  |  |  | Total
| 10 < t ≤ 200 | 200 < t ≤ 500 | 500 < t ≤ 1000 | 1000 < t ≤ 5000 | 5000 < t ≤ 60000
80 ≤ u < 90 | 0 | 0 | 0 | 2 | 0 | 2
70 ≤ u < 80 | 0 | 0 | 0 | 0 | 0 | 0
40 ≤ u < 70 | 0 | 0 | 0 | 0 | 0 | 0
5 ≤ u < 40 | 0 | 0 | 0 | 0 | 0 | 0
u < 5 | 0 | 0 | 0 | 0 | 0 | 0
Total | 0 | 0 | 0 | 2 | 0 | 2
PAS103(PTM 103 PASCANI)¦ meter SN:1702434125831820
Tensiune reziduală u% | Durata t ms |  |  |  |  | Total
| 10 < t ≤ 200 | 200 < t ≤ 500 | 500 < t ≤ 1000 | 1000 < t ≤ 5000 | 5000 < t ≤ 60000
80 ≤ u < 90 | 0 | 0 | 0 | 0 | 0 | 0
70 ≤ u < 80 | 0 | 0 | 0 | 0 | 0 | 0
40 ≤ u < 70 | 0 | 0 | 0 | 0 | 0 | 0
5 ≤ u < 40 | 0 | 0 | 0 | 0 | 0 | 0
u < 5 | 0 | 0 | 0 | 0 | 0 | 0
Total | 0 | 0 | 0 | 0 | 0 | 0
PAS104(PTAB 104 PASCANI)¦ meter SN:1702334123978825
Tensiune reziduală u% | Durata t ms |  |  |  |  | Total
| 10 < t ≤ 200 | 200 < t ≤ 500 | 500 < t ≤ 1000 | 1000 < t ≤ 5000 | 5000 < t ≤ 60000
80 ≤ u < 90 | 0 | 0 | 0 | 0 | 0 | 0
70 ≤ u < 80 | 0 | 0 | 0 | 0 | 0 | 0
40 ≤ u < 70 | 0 | 0 | 0 | 0 | 0 | 0
5 ≤ u < 40 | 0 | 0 | 0 | 0 | 0 | 0
u < 5 | 0 | 0 | 0 | 0 | 0 | 0
Total | 0 | 0 | 0 | 0 | 0 | 0
PAS108(PT 108 PASCANI)¦ meter SN:1702334123978826
Tensiune reziduală u% | Durata t ms |  |  |  |  | Total
| 10 < t ≤ 200 | 200 < t ≤ 500 | 500 < t ≤ 1000 | 1000 < t ≤ 5000 | 5000 < t ≤ 60000
80 ≤ u < 90 | 0 | 0 | 0 | 0 | 0 | 0
70 ≤ u < 80 | 0 | 0 | 0 | 0 | 0 | 0
40 ≤ u < 70 | 0 | 0 | 0 | 0 | 0 | 0
5 ≤ u < 40 | 0 | 0 | 0 | 0 | 0 | 0
u < 5 | 0 | 0 | 0 | 0 | 0 | 0
Total | 0 | 0 | 0 | 0 | 0 | 0
PAS110(PTAB 110 PASCANI)¦ meter SN:1702334123978829
Tensiune reziduală u% | Durata t ms |  |  |  |  | Total
| 10 < t ≤ 200 | 200 < t ≤ 500 | 500 < t ≤ 1000 | 1000 < t ≤ 5000 | 5000 < t ≤ 60000
80 ≤ u < 90 | 0 | 0 | 0 | 0 | 0 | 0
70 ≤ u < 80 | 0 | 0 | 0 | 0 | 0 | 0
40 ≤ u < 70 | 0 | 0 | 0 | 0 | 0 | 0
5 ≤ u < 40 | 0 | 0 | 0 | 0 | 0 | 0
u < 5 | 0 | 0 | 0 | 0 | 0 | 0
Total | 0 | 0 | 0 | 0 | 0 | 0
PAS111(PTA 111 PASCANI)¦ meter SN:1702334123717779
Tensiune reziduală u% | Durata t ms |  |  |  |  | Total
| 10 < t ≤ 200 | 200 < t ≤ 500 | 500 < t ≤ 1000 | 1000 < t ≤ 5000 | 5000 < t ≤ 60000
80 ≤ u < 90 | 0 | 0 | 0 | 0 | 0 | 0
70 ≤ u < 80 | 0 | 0 | 0 | 0 | 0 | 0
40 ≤ u < 70 | 0 | 0 | 0 | 0 | 0 | 0
5 ≤ u < 40 | 0 | 0 | 0 | 0 | 0 | 0
u < 5 | 0 | 0 | 0 | 0 | 0 | 0
Total | 0 | 0 | 0 | 0 | 0 | 0
PAS118(PT 118 PASCANI)¦ meter SN:1702334123717783
Tensiune reziduală u% | Durata t ms |  |  |  |  | Total
| 10 < t ≤ 200 | 200 < t ≤ 500 | 500 < t ≤ 1000 | 1000 < t ≤ 5000 | 5000 < t ≤ 60000
80 ≤ u < 90 | 0 | 0 | 0 | 0 | 0 | 0
70 ≤ u < 80 | 0 | 0 | 0 | 0 | 0 | 0
40 ≤ u < 70 | 0 | 0 | 0 | 0 | 0 | 0
5 ≤ u < 40 | 0 | 0 | 0 | 0 | 0 | 0
u < 5 | 0 | 0 | 0 | 0 | 0 | 0
Total | 0 | 0 | 0 | 0 | 0 | 0
PAS016(PT 16 PASCANI IVV)¦ meter SN:1702334123717778
Tensiune reziduală u% | Durata t ms |  |  |  |  | Total
| 10 < t ≤ 200 | 200 < t ≤ 500 | 500 < t ≤ 1000 | 1000 < t ≤ 5000 | 5000 < t ≤ 60000
80 ≤ u < 90 | 0 | 0 | 0 | 0 | 0 | 0
70 ≤ u < 80 | 0 | 0 | 0 | 0 | 0 | 0
40 ≤ u < 70 | 0 | 0 | 0 | 0 | 0 | 0
5 ≤ u < 40 | 0 | 0 | 0 | 0 | 0 | 0
u < 5 | 0 | 0 | 0 | 0 | 0 | 0
Total | 0 | 0 | 0 | 0 | 0 | 0
PAS037(PT 37 PASCANI)¦ meter SN:1702234122645867
Tensiune reziduală u% | Durata t ms |  |  |  |  | Total
| 10 < t ≤ 200 | 200 < t ≤ 500 | 500 < t ≤ 1000 | 1000 < t ≤ 5000 | 5000 < t ≤ 60000
80 ≤ u < 90 | 0 | 0 | 0 | 0 | 0 | 0
70 ≤ u < 80 | 0 | 0 | 0 | 0 | 0 | 0
40 ≤ u < 70 | 0 | 0 | 0 | 0 | 0 | 0
5 ≤ u < 40 | 0 | 0 | 0 | 0 | 0 | 0
u < 5 | 0 | 0 | 0 | 0 | 0 | 0
Total | 0 | 0 | 0 | 0 | 0 | 0
PAS069(PT 69 PASCANI)¦ meter SN:1702234122645864
Tensiune reziduală u% | Durata t ms |  |  |  |  | Total
| 10 < t ≤ 200 | 200 < t ≤ 500 | 500 < t ≤ 1000 | 1000 < t ≤ 5000 | 5000 < t ≤ 60000
80 ≤ u < 90 | 0 | 0 | 0 | 0 | 0 | 0
70 ≤ u < 80 | 0 | 0 | 0 | 0 | 0 | 0
40 ≤ u < 70 | 0 | 0 | 0 | 0 | 0 | 0
5 ≤ u < 40 | 0 | 0 | 0 | 0 | 0 | 0
u < 5 | 0 | 0 | 0 | 0 | 0 | 0
Total | 0 | 0 | 0 | 0 | 0 | 0
RUGI01(PTA 1 RUGINOASA)¦ meter SN:1702234122645788
Tensiune reziduală u% | Durata t ms |  |  |  |  | Total
| 10 < t ≤ 200 | 200 < t ≤ 500 | 500 < t ≤ 1000 | 1000 < t ≤ 5000 | 5000 < t ≤ 60000
80 ≤ u < 90 | 0 | 0 | 0 | 0 | 0 | 0
70 ≤ u < 80 | 0 | 0 | 0 | 0 | 0 | 0
40 ≤ u < 70 | 0 | 0 | 0 | 0 | 0 | 0
5 ≤ u < 40 | 0 | 0 | 0 | 0 | 0 | 0
u < 5 | 0 | 0 | 0 | 0 | 0 | 0
Total | 0 | 0 | 0 | 0 | 0 | 0
RUGI02(PTA 2 RUGINOASA (CFR))¦ meter SN:1702334125532567
Tensiune reziduală u% | Durata t ms |  |  |  |  | Total
| 10 < t ≤ 200 | 200 < t ≤ 500 | 500 < t ≤ 1000 | 1000 < t ≤ 5000 | 5000 < t ≤ 60000
80 ≤ u < 90 | 0 | 0 | 0 | 0 | 0 | 0
70 ≤ u < 80 | 0 | 0 | 0 | 0 | 0 | 0
40 ≤ u < 70 | 0 | 0 | 0 | 0 | 0 | 0
5 ≤ u < 40 | 0 | 0 | 0 | 0 | 0 | 0
u < 5 | 0 | 0 | 0 | 0 | 0 | 0
Total | 0 | 0 | 0 | 0 | 0 | 0
RUGI03(PTA 3 RUGINOASA)¦ meter SN:1702334125532547
Tensiune reziduală u% | Durata t ms |  |  |  |  | Total
| 10 < t ≤ 200 | 200 < t ≤ 500 | 500 < t ≤ 1000 | 1000 < t ≤ 5000 | 5000 < t ≤ 60000
80 ≤ u < 90 | 0 | 0 | 0 | 0 | 0 | 0
70 ≤ u < 80 | 0 | 0 | 0 | 0 | 0 | 0
40 ≤ u < 70 | 0 | 0 | 0 | 0 | 0 | 0
5 ≤ u < 40 | 0 | 0 | 0 | 0 | 0 | 0
u < 5 | 0 | 0 | 0 | 0 | 0 | 0
Total | 0 | 0 | 0 | 0 | 0 | 0

## NT10(PIATRA NEAMT)
BARC01(PT 1 BARCANESTI)¦ meter SN:1009141000000310
Tensiune reziduală u% | Durata t ms |  |  |  |  | Total
| 10 < t ≤ 200 | 200 < t ≤ 500 | 500 < t ≤ 1000 | 1000 < t ≤ 5000 | 5000 < t ≤ 60000
80 ≤ u < 90 | 0 | 0 | 0 | 0 | 0 | 0
70 ≤ u < 80 | 0 | 0 | 0 | 0 | 0 | 0
40 ≤ u < 70 | 0 | 0 | 0 | 0 | 0 | 0
5 ≤ u < 40 | 0 | 0 | 0 | 0 | 0 | 0
u < 5 | 0 | 0 | 0 | 0 | 0 | 0
Total | 0 | 0 | 0 | 0 | 0 | 0
BARC03(PT 3 BARCANESTI)¦ meter SN:1009151000002642
Tensiune reziduală u% | Durata t ms |  |  |  |  | Total
| 10 < t ≤ 200 | 200 < t ≤ 500 | 500 < t ≤ 1000 | 1000 < t ≤ 5000 | 5000 < t ≤ 60000
80 ≤ u < 90 | 0 | 0 | 0 | 0 | 0 | 0
70 ≤ u < 80 | 0 | 0 | 0 | 0 | 0 | 0
40 ≤ u < 70 | 0 | 0 | 0 | 0 | 0 | 0
5 ≤ u < 40 | 0 | 0 | 0 | 0 | 0 | 0
u < 5 | 0 | 0 | 0 | 0 | 0 | 0
Total | 0 | 0 | 0 | 0 | 0 | 0
CIND01(PT 1 CINDESTI)¦ meter SN:1009141000001071
Tensiune reziduală u% | Durata t ms |  |  |  |  | Total
| 10 < t ≤ 200 | 200 < t ≤ 500 | 500 < t ≤ 1000 | 1000 < t ≤ 5000 | 5000 < t ≤ 60000
80 ≤ u < 90 | 0 | 0 | 0 | 0 | 0 | 0
70 ≤ u < 80 | 0 | 0 | 0 | 0 | 0 | 0
40 ≤ u < 70 | 0 | 0 | 0 | 0 | 0 | 0
5 ≤ u < 40 | 0 | 0 | 0 | 0 | 0 | 0
u < 5 | 0 | 0 | 0 | 0 | 0 | 0
Total | 0 | 0 | 0 | 0 | 0 | 0
COST01(PT 1 COSTISA)¦ meter SN:1009141000000016
Tensiune reziduală u% | Durata t ms |  |  |  |  | Total
| 10 < t ≤ 200 | 200 < t ≤ 500 | 500 < t ≤ 1000 | 1000 < t ≤ 5000 | 5000 < t ≤ 60000
80 ≤ u < 90 | 0 | 0 | 0 | 0 | 0 | 0
70 ≤ u < 80 | 0 | 0 | 0 | 0 | 0 | 0
40 ≤ u < 70 | 0 | 0 | 0 | 0 | 0 | 0
5 ≤ u < 40 | 0 | 0 | 0 | 0 | 0 | 0
u < 5 | 0 | 0 | 0 | 0 | 0 | 0
Total | 0 | 0 | 0 | 0 | 0 | 0
COST02(PT 2 COSTISA)¦ meter SN:1009151000001529
Tensiune reziduală u% | Durata t ms |  |  |  |  | Total
| 10 < t ≤ 200 | 200 < t ≤ 500 | 500 < t ≤ 1000 | 1000 < t ≤ 5000 | 5000 < t ≤ 60000
80 ≤ u < 90 | 0 | 0 | 0 | 0 | 0 | 0
70 ≤ u < 80 | 0 | 0 | 0 | 0 | 0 | 0
40 ≤ u < 70 | 0 | 0 | 0 | 0 | 0 | 0
5 ≤ u < 40 | 0 | 0 | 0 | 0 | 0 | 0
u < 5 | 0 | 0 | 0 | 0 | 0 | 0
Total | 0 | 0 | 0 | 0 | 0 | 0
COST03(PT 3 COSTISA)¦ meter SN:1009151000001547
Tensiune reziduală u% | Durata t ms |  |  |  |  | Total
| 10 < t ≤ 200 | 200 < t ≤ 500 | 500 < t ≤ 1000 | 1000 < t ≤ 5000 | 5000 < t ≤ 60000
80 ≤ u < 90 | 0 | 0 | 0 | 0 | 0 | 0
70 ≤ u < 80 | 0 | 0 | 0 | 0 | 0 | 0
40 ≤ u < 70 | 0 | 0 | 0 | 0 | 0 | 0
5 ≤ u < 40 | 0 | 0 | 0 | 0 | 0 | 0
u < 5 | 0 | 0 | 0 | 0 | 0 | 0
Total | 0 | 0 | 0 | 0 | 0 | 0
COST05(PT 5 COSTISA)¦ meter SN:1009151000002630
Tensiune reziduală u% | Durata t ms |  |  |  |  | Total
| 10 < t ≤ 200 | 200 < t ≤ 500 | 500 < t ≤ 1000 | 1000 < t ≤ 5000 | 5000 < t ≤ 60000
80 ≤ u < 90 | 0 | 0 | 0 | 0 | 0 | 0
70 ≤ u < 80 | 0 | 0 | 0 | 0 | 0 | 0
40 ≤ u < 70 | 0 | 0 | 0 | 0 | 0 | 0
5 ≤ u < 40 | 0 | 0 | 0 | 0 | 0 | 0
u < 5 | 0 | 0 | 0 | 0 | 0 | 0
Total | 0 | 0 | 0 | 0 | 0 | 0
COST06(PT 6 COSTISA)¦ meter SN:1009151000001544
Tensiune reziduală u% | Durata t ms |  |  |  |  | Total
| 10 < t ≤ 200 | 200 < t ≤ 500 | 500 < t ≤ 1000 | 1000 < t ≤ 5000 | 5000 < t ≤ 60000
80 ≤ u < 90 | 0 | 0 | 0 | 0 | 0 | 0
70 ≤ u < 80 | 0 | 0 | 0 | 0 | 0 | 0
40 ≤ u < 70 | 0 | 0 | 0 | 0 | 0 | 0
5 ≤ u < 40 | 0 | 0 | 0 | 0 | 0 | 0
u < 5 | 0 | 0 | 0 | 0 | 0 | 0
Total | 0 | 0 | 0 | 0 | 0 | 0
MNOA01(PT 1 MANOAIA)¦ meter SN:1009141000000203
Tensiune reziduală u% | Durata t ms |  |  |  |  | Total
| 10 < t ≤ 200 | 200 < t ≤ 500 | 500 < t ≤ 1000 | 1000 < t ≤ 5000 | 5000 < t ≤ 60000
80 ≤ u < 90 | 0 | 0 | 0 | 0 | 0 | 0
70 ≤ u < 80 | 0 | 0 | 0 | 0 | 0 | 0
40 ≤ u < 70 | 0 | 0 | 0 | 0 | 0 | 0
5 ≤ u < 40 | 0 | 0 | 0 | 0 | 0 | 0
u < 5 | 0 | 0 | 0 | 0 | 0 | 0
Total | 0 | 0 | 0 | 0 | 0 | 0
MNOA02(PT 2 MANOAIA)¦ meter SN:1009141000000327
Tensiune reziduală u% | Durata t ms |  |  |  |  | Total
| 10 < t ≤ 200 | 200 < t ≤ 500 | 500 < t ≤ 1000 | 1000 < t ≤ 5000 | 5000 < t ≤ 60000
80 ≤ u < 90 | 0 | 0 | 0 | 0 | 0 | 0
70 ≤ u < 80 | 0 | 0 | 0 | 0 | 0 | 0
40 ≤ u < 70 | 0 | 0 | 0 | 0 | 0 | 0
5 ≤ u < 40 | 0 | 0 | 0 | 0 | 0 | 0
u < 5 | 0 | 0 | 0 | 0 | 0 | 0
Total | 0 | 0 | 0 | 0 | 0 | 0
MNOA03(PT 3 MANOAIA)¦ meter SN:1009141000000322
Tensiune reziduală u% | Durata t ms |  |  |  |  | Total
| 10 < t ≤ 200 | 200 < t ≤ 500 | 500 < t ≤ 1000 | 1000 < t ≤ 5000 | 5000 < t ≤ 60000
80 ≤ u < 90 | 0 | 0 | 0 | 0 | 0 | 0
70 ≤ u < 80 | 0 | 0 | 0 | 0 | 0 | 0
40 ≤ u < 70 | 0 | 0 | 0 | 0 | 0 | 0
5 ≤ u < 40 | 0 | 0 | 0 | 0 | 0 | 0
u < 5 | 0 | 0 | 0 | 0 | 0 | 0
Total | 0 | 0 | 0 | 0 | 0 | 0
MNOA04(PT 4 MANOAIA)¦ meter SN:1009151000002193
Tensiune reziduală u% | Durata t ms |  |  |  |  | Total
| 10 < t ≤ 200 | 200 < t ≤ 500 | 500 < t ≤ 1000 | 1000 < t ≤ 5000 | 5000 < t ≤ 60000
80 ≤ u < 90 | 0 | 0 | 0 | 0 | 0 | 0
70 ≤ u < 80 | 0 | 0 | 0 | 0 | 0 | 0
40 ≤ u < 70 | 0 | 0 | 0 | 0 | 0 | 0
5 ≤ u < 40 | 0 | 0 | 0 | 0 | 0 | 0
u < 5 | 0 | 0 | 0 | 0 | 0 | 0
Total | 0 | 0 | 0 | 0 | 0 | 0
VDRL01(PT 1 VADURELE COSTISA)¦ meter SN:1009141000001062
Tensiune reziduală u% | Durata t ms |  |  |  |  | Total
| 10 < t ≤ 200 | 200 < t ≤ 500 | 500 < t ≤ 1000 | 1000 < t ≤ 5000 | 5000 < t ≤ 60000
80 ≤ u < 90 | 0 | 0 | 0 | 0 | 0 | 0
70 ≤ u < 80 | 0 | 0 | 0 | 0 | 0 | 0
40 ≤ u < 70 | 0 | 0 | 0 | 0 | 0 | 0
5 ≤ u < 40 | 0 | 0 | 0 | 0 | 0 | 0
u < 5 | 0 | 0 | 0 | 0 | 0 | 0
Total | 0 | 0 | 0 | 0 | 0 | 0
VDRL02(PT 2 VADURELE COSTISA)¦ meter SN:1009151000002493
Tensiune reziduală u% | Durata t ms |  |  |  |  | Total
| 10 < t ≤ 200 | 200 < t ≤ 500 | 500 < t ≤ 1000 | 1000 < t ≤ 5000 | 5000 < t ≤ 60000
80 ≤ u < 90 | 0 | 0 | 0 | 0 | 0 | 0
70 ≤ u < 80 | 0 | 0 | 0 | 0 | 0 | 0
40 ≤ u < 70 | 0 | 0 | 0 | 0 | 0 | 0
5 ≤ u < 40 | 0 | 0 | 0 | 0 | 0 | 0
u < 5 | 0 | 0 | 0 | 0 | 0 | 0
Total | 0 | 0 | 0 | 0 | 0 | 0
PN0018(PT 18 PIATRA NEAMT)¦ meter SN:1702234122646039
Tensiune reziduală u% | Durata t ms |  |  |  |  | Total
| 10 < t ≤ 200 | 200 < t ≤ 500 | 500 < t ≤ 1000 | 1000 < t ≤ 5000 | 5000 < t ≤ 60000
80 ≤ u < 90 | 0 | 0 | 0 | 11 | 3 | 14
70 ≤ u < 80 | 0 | 0 | 0 | 0 | 0 | 0
40 ≤ u < 70 | 0 | 0 | 0 | 0 | 0 | 0
5 ≤ u < 40 | 0 | 0 | 0 | 0 | 0 | 0
u < 5 | 0 | 0 | 0 | 0 | 0 | 0
Total | 0 | 0 | 0 | 11 | 3 | 14
PN0053(PT 53 PIATRA NEAMT)¦ meter SN:1702434126595869
Tensiune reziduală u% | Durata t ms |  |  |  |  | Total
| 10 < t ≤ 200 | 200 < t ≤ 500 | 500 < t ≤ 1000 | 1000 < t ≤ 5000 | 5000 < t ≤ 60000
80 ≤ u < 90 | 0 | 0 | 0 | 0 | 0 | 0
70 ≤ u < 80 | 0 | 0 | 0 | 0 | 0 | 0
40 ≤ u < 70 | 0 | 0 | 0 | 0 | 0 | 0
5 ≤ u < 40 | 0 | 0 | 0 | 0 | 0 | 0
u < 5 | 0 | 0 | 0 | 0 | 0 | 0
Total | 0 | 0 | 0 | 0 | 0 | 0
PN0060(PT 60 PIATRA NEAMT)¦ meter SN:1009151000001486
Tensiune reziduală u% | Durata t ms |  |  |  |  | Total
| 10 < t ≤ 200 | 200 < t ≤ 500 | 500 < t ≤ 1000 | 1000 < t ≤ 5000 | 5000 < t ≤ 60000
80 ≤ u < 90 | 0 | 0 | 0 | 0 | 0 | 0
70 ≤ u < 80 | 0 | 0 | 0 | 0 | 0 | 0
40 ≤ u < 70 | 0 | 0 | 0 | 0 | 0 | 0
5 ≤ u < 40 | 0 | 0 | 0 | 0 | 0 | 0
u < 5 | 0 | 0 | 0 | 0 | 0 | 0
Total | 0 | 0 | 0 | 0 | 0 | 0
PN0060(PT 60 PIATRA NEAMT)¦ meter SN:1009151000002701
Tensiune reziduală u% | Durata t ms |  |  |  |  | Total
| 10 < t ≤ 200 | 200 < t ≤ 500 | 500 < t ≤ 1000 | 1000 < t ≤ 5000 | 5000 < t ≤ 60000
80 ≤ u < 90 | 0 | 0 | 0 | 0 | 0 | 0
70 ≤ u < 80 | 0 | 0 | 0 | 0 | 0 | 0
40 ≤ u < 70 | 0 | 0 | 0 | 0 | 0 | 0
5 ≤ u < 40 | 0 | 0 | 0 | 0 | 0 | 0
u < 5 | 0 | 0 | 0 | 0 | 0 | 0
Total | 0 | 0 | 0 | 0 | 0 | 0
PN0061(PT 61 PIATRA NEAMT)¦ meter SN:1009151000001373
Tensiune reziduală u% | Durata t ms |  |  |  |  | Total
| 10 < t ≤ 200 | 200 < t ≤ 500 | 500 < t ≤ 1000 | 1000 < t ≤ 5000 | 5000 < t ≤ 60000
80 ≤ u < 90 | 0 | 0 | 0 | 0 | 0 | 0
70 ≤ u < 80 | 0 | 0 | 0 | 0 | 0 | 0
40 ≤ u < 70 | 0 | 0 | 0 | 0 | 0 | 0
5 ≤ u < 40 | 0 | 0 | 0 | 0 | 0 | 0
u < 5 | 0 | 0 | 0 | 0 | 0 | 0
Total | 0 | 0 | 0 | 0 | 0 | 0
PN0062(PT 62 PIATRA NEAMT)¦ meter SN:1009151000001447
Tensiune reziduală u% | Durata t ms |  |  |  |  | Total
| 10 < t ≤ 200 | 200 < t ≤ 500 | 500 < t ≤ 1000 | 1000 < t ≤ 5000 | 5000 < t ≤ 60000
80 ≤ u < 90 | 0 | 0 | 0 | 0 | 0 | 0
70 ≤ u < 80 | 0 | 0 | 0 | 0 | 0 | 0
40 ≤ u < 70 | 0 | 0 | 0 | 0 | 0 | 0
5 ≤ u < 40 | 0 | 0 | 0 | 0 | 0 | 0
u < 5 | 0 | 0 | 0 | 0 | 0 | 0
Total | 0 | 0 | 0 | 0 | 0 | 0
PN0063(PT 63 PIATRA NEAMT)¦ meter SN:1702334123978819
Tensiune reziduală u% | Durata t ms |  |  |  |  | Total
| 10 < t ≤ 200 | 200 < t ≤ 500 | 500 < t ≤ 1000 | 1000 < t ≤ 5000 | 5000 < t ≤ 60000
80 ≤ u < 90 | 0 | 0 | 0 | 0 | 0 | 0
70 ≤ u < 80 | 0 | 0 | 0 | 0 | 0 | 0
40 ≤ u < 70 | 0 | 0 | 0 | 0 | 0 | 0
5 ≤ u < 40 | 0 | 0 | 0 | 0 | 0 | 0
u < 5 | 0 | 0 | 0 | 0 | 0 | 0
Total | 0 | 0 | 0 | 0 | 0 | 0
PN0064(PT 64 PIATRA NEAMT)¦ meter SN:1009151000001375
Tensiune reziduală u% | Durata t ms |  |  |  |  | Total
| 10 < t ≤ 200 | 200 < t ≤ 500 | 500 < t ≤ 1000 | 1000 < t ≤ 5000 | 5000 < t ≤ 60000
80 ≤ u < 90 | 0 | 0 | 0 | 0 | 0 | 0
70 ≤ u < 80 | 0 | 0 | 0 | 0 | 0 | 0
40 ≤ u < 70 | 0 | 0 | 0 | 0 | 0 | 0
5 ≤ u < 40 | 0 | 0 | 0 | 0 | 0 | 0
u < 5 | 0 | 0 | 0 | 0 | 0 | 0
Total | 0 | 0 | 0 | 0 | 0 | 0
PN0077(PT 77 PIATRA NEAMT)¦ meter SN:1702234122711222
Tensiune reziduală u% | Durata t ms |  |  |  |  | Total
| 10 < t ≤ 200 | 200 < t ≤ 500 | 500 < t ≤ 1000 | 1000 < t ≤ 5000 | 5000 < t ≤ 60000
80 ≤ u < 90 | 0 | 0 | 0 | 0 | 0 | 0
70 ≤ u < 80 | 0 | 0 | 0 | 0 | 0 | 0
40 ≤ u < 70 | 0 | 0 | 0 | 0 | 0 | 0
5 ≤ u < 40 | 0 | 0 | 0 | 0 | 0 | 0
u < 5 | 0 | 0 | 0 | 0 | 0 | 0
Total | 0 | 0 | 0 | 0 | 0 | 0
PN0085(PT 85 PIATRA NEAMT)¦ meter SN:1702234122711209
Tensiune reziduală u% | Durata t ms |  |  |  |  | Total
| 10 < t ≤ 200 | 200 < t ≤ 500 | 500 < t ≤ 1000 | 1000 < t ≤ 5000 | 5000 < t ≤ 60000
80 ≤ u < 90 | 0 | 0 | 0 | 1 | 0 | 1
70 ≤ u < 80 | 0 | 0 | 0 | 0 | 0 | 0
40 ≤ u < 70 | 0 | 0 | 0 | 0 | 0 | 0
5 ≤ u < 40 | 0 | 0 | 0 | 0 | 0 | 0
u < 5 | 0 | 0 | 0 | 0 | 0 | 0
Total | 0 | 0 | 0 | 1 | 0 | 1
PN0117(PT 117 PIATRA NEAMT)¦ meter SN:1702234123505946
Tensiune reziduală u% | Durata t ms |  |  |  |  | Total
| 10 < t ≤ 200 | 200 < t ≤ 500 | 500 < t ≤ 1000 | 1000 < t ≤ 5000 | 5000 < t ≤ 60000
80 ≤ u < 90 | 0 | 0 | 0 | 0 | 0 | 0
70 ≤ u < 80 | 0 | 0 | 0 | 0 | 0 | 0
40 ≤ u < 70 | 0 | 0 | 0 | 0 | 0 | 0
5 ≤ u < 40 | 0 | 0 | 0 | 0 | 0 | 0
u < 5 | 0 | 0 | 0 | 0 | 0 | 0
Total | 0 | 0 | 0 | 0 | 0 | 0
PN0118(PT 118 PIATRA NEAMT)¦ meter SN:1702234123505950
Tensiune reziduală u% | Durata t ms |  |  |  |  | Total
| 10 < t ≤ 200 | 200 < t ≤ 500 | 500 < t ≤ 1000 | 1000 < t ≤ 5000 | 5000 < t ≤ 60000
80 ≤ u < 90 | 0 | 0 | 0 | 5 | 0 | 5
70 ≤ u < 80 | 0 | 0 | 0 | 0 | 0 | 0
40 ≤ u < 70 | 0 | 0 | 0 | 0 | 0 | 0
5 ≤ u < 40 | 0 | 0 | 0 | 0 | 0 | 0
u < 5 | 0 | 0 | 0 | 0 | 0 | 0
Total | 0 | 0 | 0 | 5 | 0 | 5
PN0149(PT 149 PIATRA NEAMT)¦ meter SN:1702434126595914
Tensiune reziduală u% | Durata t ms |  |  |  |  | Total
| 10 < t ≤ 200 | 200 < t ≤ 500 | 500 < t ≤ 1000 | 1000 < t ≤ 5000 | 5000 < t ≤ 60000
80 ≤ u < 90 | 0 | 0 | 0 | 0 | 0 | 0
70 ≤ u < 80 | 0 | 0 | 0 | 0 | 0 | 0
40 ≤ u < 70 | 0 | 0 | 0 | 0 | 0 | 0
5 ≤ u < 40 | 0 | 0 | 0 | 0 | 0 | 0
u < 5 | 0 | 0 | 0 | 0 | 0 | 0
Total | 0 | 0 | 0 | 0 | 0 | 0
PN0157(PT 157 PIATRA NEAMT)¦ meter SN:1702234122711208
Tensiune reziduală u% | Durata t ms |  |  |  |  | Total
| 10 < t ≤ 200 | 200 < t ≤ 500 | 500 < t ≤ 1000 | 1000 < t ≤ 5000 | 5000 < t ≤ 60000
80 ≤ u < 90 | 0 | 0 | 0 | 0 | 0 | 0
70 ≤ u < 80 | 0 | 0 | 0 | 0 | 0 | 0
40 ≤ u < 70 | 0 | 0 | 0 | 0 | 0 | 0
5 ≤ u < 40 | 0 | 0 | 0 | 0 | 0 | 0
u < 5 | 0 | 0 | 0 | 0 | 0 | 0
Total | 0 | 0 | 0 | 0 | 0 | 0
PN0182(PT 182 PIATRA NEAMT)¦ meter SN:1702434126595867
Tensiune reziduală u% | Durata t ms |  |  |  |  | Total
| 10 < t ≤ 200 | 200 < t ≤ 500 | 500 < t ≤ 1000 | 1000 < t ≤ 5000 | 5000 < t ≤ 60000
80 ≤ u < 90 | 0 | 0 | 0 | 0 | 0 | 0
70 ≤ u < 80 | 0 | 0 | 0 | 0 | 0 | 0
40 ≤ u < 70 | 0 | 0 | 0 | 0 | 0 | 0
5 ≤ u < 40 | 0 | 0 | 0 | 0 | 0 | 0
u < 5 | 0 | 0 | 0 | 0 | 0 | 0
Total | 0 | 0 | 0 | 0 | 0 | 0
PN0244(PT 244 PIATRA NEAMT)¦ meter SN:1702234122711205
Tensiune reziduală u% | Durata t ms |  |  |  |  | Total
| 10 < t ≤ 200 | 200 < t ≤ 500 | 500 < t ≤ 1000 | 1000 < t ≤ 5000 | 5000 < t ≤ 60000
80 ≤ u < 90 | 0 | 0 | 0 | 8 | 0 | 8
70 ≤ u < 80 | 0 | 0 | 0 | 0 | 0 | 0
40 ≤ u < 70 | 0 | 0 | 0 | 0 | 0 | 0
5 ≤ u < 40 | 0 | 0 | 0 | 0 | 0 | 0
u < 5 | 0 | 0 | 0 | 0 | 0 | 0
Total | 0 | 0 | 0 | 8 | 0 | 8
PN0286(PT 286 PIATRA NEAMT)¦ meter SN:1702234122711213
Tensiune reziduală u% | Durata t ms |  |  |  |  | Total
| 10 < t ≤ 200 | 200 < t ≤ 500 | 500 < t ≤ 1000 | 1000 < t ≤ 5000 | 5000 < t ≤ 60000
80 ≤ u < 90 | 0 | 0 | 0 | 0 | 0 | 0
70 ≤ u < 80 | 0 | 0 | 0 | 0 | 0 | 0
40 ≤ u < 70 | 0 | 0 | 0 | 0 | 0 | 0
5 ≤ u < 40 | 0 | 0 | 0 | 0 | 0 | 0
u < 5 | 0 | 0 | 0 | 0 | 0 | 0
Total | 0 | 0 | 0 | 0 | 0 | 0
PN0334(PT 334 PIATRA NEAMT)¦ meter SN:1702234122711211
Tensiune reziduală u% | Durata t ms |  |  |  |  | Total
| 10 < t ≤ 200 | 200 < t ≤ 500 | 500 < t ≤ 1000 | 1000 < t ≤ 5000 | 5000 < t ≤ 60000
80 ≤ u < 90 | 0 | 0 | 0 | 0 | 0 | 0
70 ≤ u < 80 | 0 | 0 | 0 | 0 | 0 | 0
40 ≤ u < 70 | 0 | 0 | 0 | 0 | 0 | 0
5 ≤ u < 40 | 0 | 0 | 0 | 0 | 0 | 0
u < 5 | 0 | 0 | 0 | 0 | 0 | 0
Total | 0 | 0 | 0 | 0 | 0 | 0
BODE01(PT 1 BODESTI)¦ meter SN:1009151000001465
Tensiune reziduală u% | Durata t ms |  |  |  |  | Total
| 10 < t ≤ 200 | 200 < t ≤ 500 | 500 < t ≤ 1000 | 1000 < t ≤ 5000 | 5000 < t ≤ 60000
80 ≤ u < 90 | 0 | 0 | 0 | 0 | 0 | 0
70 ≤ u < 80 | 0 | 0 | 0 | 0 | 0 | 0
40 ≤ u < 70 | 0 | 0 | 0 | 0 | 0 | 0
5 ≤ u < 40 | 0 | 0 | 0 | 0 | 0 | 0
u < 5 | 0 | 0 | 0 | 0 | 0 | 0
Total | 0 | 0 | 0 | 0 | 0 | 0
BODE02(PT 2 BODESTI)¦ meter SN:1009151000001376
Tensiune reziduală u% | Durata t ms |  |  |  |  | Total
| 10 < t ≤ 200 | 200 < t ≤ 500 | 500 < t ≤ 1000 | 1000 < t ≤ 5000 | 5000 < t ≤ 60000
80 ≤ u < 90 | 0 | 0 | 0 | 0 | 0 | 0
70 ≤ u < 80 | 0 | 0 | 0 | 0 | 0 | 0
40 ≤ u < 70 | 0 | 0 | 0 | 0 | 0 | 0
5 ≤ u < 40 | 0 | 0 | 0 | 0 | 0 | 0
u < 5 | 0 | 0 | 0 | 0 | 0 | 0
Total | 0 | 0 | 0 | 0 | 0 | 0
BODE03(PT 3 BODESTI)¦ meter SN:1009151000001440
Tensiune reziduală u% | Durata t ms |  |  |  |  | Total
| 10 < t ≤ 200 | 200 < t ≤ 500 | 500 < t ≤ 1000 | 1000 < t ≤ 5000 | 5000 < t ≤ 60000
80 ≤ u < 90 | 0 | 0 | 0 | 0 | 0 | 0
70 ≤ u < 80 | 0 | 0 | 0 | 0 | 0 | 0
40 ≤ u < 70 | 0 | 0 | 0 | 0 | 0 | 0
5 ≤ u < 40 | 0 | 0 | 0 | 0 | 0 | 0
u < 5 | 0 | 0 | 0 | 0 | 0 | 0
Total | 0 | 0 | 0 | 0 | 0 | 0
BODE04(PT 4 BODESTI)¦ meter SN:1009151000001565
Tensiune reziduală u% | Durata t ms |  |  |  |  | Total
| 10 < t ≤ 200 | 200 < t ≤ 500 | 500 < t ≤ 1000 | 1000 < t ≤ 5000 | 5000 < t ≤ 60000
80 ≤ u < 90 | 0 | 0 | 0 | 0 | 0 | 0
70 ≤ u < 80 | 0 | 0 | 0 | 0 | 0 | 0
40 ≤ u < 70 | 0 | 0 | 0 | 0 | 0 | 0
5 ≤ u < 40 | 0 | 0 | 0 | 0 | 0 | 0
u < 5 | 0 | 0 | 0 | 0 | 0 | 0
Total | 0 | 0 | 0 | 0 | 0 | 0
BODE05(PT 5 BODESTI)¦ meter SN:1009151000001518
Tensiune reziduală u% | Durata t ms |  |  |  |  | Total
| 10 < t ≤ 200 | 200 < t ≤ 500 | 500 < t ≤ 1000 | 1000 < t ≤ 5000 | 5000 < t ≤ 60000
80 ≤ u < 90 | 0 | 0 | 0 | 0 | 0 | 0
70 ≤ u < 80 | 0 | 0 | 0 | 0 | 0 | 0
40 ≤ u < 70 | 0 | 0 | 0 | 0 | 0 | 0
5 ≤ u < 40 | 0 | 0 | 0 | 0 | 0 | 0
u < 5 | 0 | 0 | 0 | 0 | 0 | 0
Total | 0 | 0 | 0 | 0 | 0 | 0
BODJ01(PT 1 BODESTI DE JOS)¦ meter SN:1009151000001530
Tensiune reziduală u% | Durata t ms |  |  |  |  | Total
| 10 < t ≤ 200 | 200 < t ≤ 500 | 500 < t ≤ 1000 | 1000 < t ≤ 5000 | 5000 < t ≤ 60000
80 ≤ u < 90 | 0 | 0 | 0 | 0 | 0 | 0
70 ≤ u < 80 | 0 | 0 | 0 | 0 | 0 | 0
40 ≤ u < 70 | 0 | 0 | 0 | 0 | 0 | 0
5 ≤ u < 40 | 0 | 0 | 0 | 0 | 0 | 0
u < 5 | 0 | 0 | 0 | 0 | 0 | 0
Total | 0 | 0 | 0 | 0 | 0 | 0
BODJ02(PT 2 BODESTI DE JOS)¦ meter SN:1009151000001466
Tensiune reziduală u% | Durata t ms |  |  |  |  | Total
| 10 < t ≤ 200 | 200 < t ≤ 500 | 500 < t ≤ 1000 | 1000 < t ≤ 5000 | 5000 < t ≤ 60000
80 ≤ u < 90 | 0 | 0 | 0 | 0 | 0 | 0
70 ≤ u < 80 | 0 | 0 | 0 | 0 | 0 | 0
40 ≤ u < 70 | 0 | 0 | 0 | 0 | 0 | 0
5 ≤ u < 40 | 0 | 0 | 0 | 0 | 0 | 0
u < 5 | 0 | 0 | 0 | 0 | 0 | 0
Total | 0 | 0 | 0 | 0 | 0 | 0
BODJ04(PT 4 BODESTI DE JOS)¦ meter SN:1009151000001457
Tensiune reziduală u% | Durata t ms |  |  |  |  | Total
| 10 < t ≤ 200 | 200 < t ≤ 500 | 500 < t ≤ 1000 | 1000 < t ≤ 5000 | 5000 < t ≤ 60000
80 ≤ u < 90 | 0 | 0 | 0 | 0 | 0 | 0
70 ≤ u < 80 | 0 | 0 | 0 | 0 | 0 | 0
40 ≤ u < 70 | 0 | 0 | 0 | 0 | 0 | 0
5 ≤ u < 40 | 0 | 0 | 0 | 0 | 0 | 0
u < 5 | 0 | 0 | 0 | 0 | 0 | 0
Total | 0 | 0 | 0 | 0 | 0 | 0
BODJ05(PT 5 BODESTI DE JOS)¦ meter SN:1009151000001460
Tensiune reziduală u% | Durata t ms |  |  |  |  | Total
| 10 < t ≤ 200 | 200 < t ≤ 500 | 500 < t ≤ 1000 | 1000 < t ≤ 5000 | 5000 < t ≤ 60000
80 ≤ u < 90 | 0 | 0 | 0 | 0 | 0 | 0
70 ≤ u < 80 | 0 | 0 | 0 | 0 | 0 | 0
40 ≤ u < 70 | 0 | 0 | 0 | 0 | 0 | 0
5 ≤ u < 40 | 0 | 0 | 0 | 0 | 0 | 0
u < 5 | 0 | 0 | 0 | 0 | 0 | 0
Total | 0 | 0 | 0 | 0 | 0 | 0
BODJ06(PT 6 BODESTI DE JOS)¦ meter SN:1009151000001532
Tensiune reziduală u% | Durata t ms |  |  |  |  | Total
| 10 < t ≤ 200 | 200 < t ≤ 500 | 500 < t ≤ 1000 | 1000 < t ≤ 5000 | 5000 < t ≤ 60000
80 ≤ u < 90 | 0 | 0 | 0 | 0 | 0 | 0
70 ≤ u < 80 | 0 | 0 | 0 | 0 | 0 | 0
40 ≤ u < 70 | 0 | 0 | 0 | 0 | 0 | 0
5 ≤ u < 40 | 0 | 0 | 0 | 0 | 0 | 0
u < 5 | 0 | 0 | 0 | 0 | 0 | 0
Total | 0 | 0 | 0 | 0 | 0 | 0
BRDA01(PT 1 BORDEA)¦ meter SN:1009141000000307
Tensiune reziduală u% | Durata t ms |  |  |  |  | Total
| 10 < t ≤ 200 | 200 < t ≤ 500 | 500 < t ≤ 1000 | 1000 < t ≤ 5000 | 5000 < t ≤ 60000
80 ≤ u < 90 | 0 | 0 | 0 | 0 | 0 | 0
70 ≤ u < 80 | 0 | 0 | 0 | 0 | 0 | 0
40 ≤ u < 70 | 0 | 0 | 0 | 0 | 0 | 0
5 ≤ u < 40 | 0 | 0 | 0 | 0 | 0 | 0
u < 5 | 0 | 0 | 0 | 0 | 0 | 0
Total | 0 | 0 | 0 | 0 | 0 | 0
BRTC01(PT 1 BARATCA)¦ meter SN:1702234122711206
Tensiune reziduală u% | Durata t ms |  |  |  |  | Total
| 10 < t ≤ 200 | 200 < t ≤ 500 | 500 < t ≤ 1000 | 1000 < t ≤ 5000 | 5000 < t ≤ 60000
80 ≤ u < 90 | 0 | 0 | 0 | 3 | 0 | 3
70 ≤ u < 80 | 0 | 0 | 0 | 0 | 0 | 0
40 ≤ u < 70 | 0 | 0 | 0 | 0 | 0 | 0
5 ≤ u < 40 | 0 | 0 | 0 | 0 | 0 | 0
u < 5 | 0 | 0 | 0 | 0 | 0 | 0
Total | 0 | 0 | 0 | 3 | 0 | 3
CACI01(PT 1 CACIULESTI)¦ meter SN:1702334123978891
Tensiune reziduală u% | Durata t ms |  |  |  |  | Total
| 10 < t ≤ 200 | 200 < t ≤ 500 | 500 < t ≤ 1000 | 1000 < t ≤ 5000 | 5000 < t ≤ 60000
80 ≤ u < 90 | 0 | 0 | 0 | 0 | 0 | 0
70 ≤ u < 80 | 0 | 0 | 0 | 0 | 0 | 0
40 ≤ u < 70 | 0 | 0 | 0 | 0 | 0 | 0
5 ≤ u < 40 | 0 | 0 | 0 | 0 | 0 | 0
u < 5 | 0 | 0 | 0 | 0 | 0 | 0
Total | 0 | 0 | 0 | 0 | 0 | 0
CACI02(PT 2 CACIULESTI)¦ meter SN:1702334123978817
Tensiune reziduală u% | Durata t ms |  |  |  |  | Total
| 10 < t ≤ 200 | 200 < t ≤ 500 | 500 < t ≤ 1000 | 1000 < t ≤ 5000 | 5000 < t ≤ 60000
80 ≤ u < 90 | 0 | 0 | 0 | 66 | 35 | 101
70 ≤ u < 80 | 0 | 0 | 0 | 0 | 0 | 0
40 ≤ u < 70 | 0 | 0 | 0 | 0 | 0 | 0
5 ≤ u < 40 | 0 | 0 | 0 | 0 | 0 | 0
u < 5 | 0 | 0 | 0 | 0 | 0 | 0
Total | 0 | 0 | 0 | 66 | 35 | 101
CACI10(PT 10 CACIULESTI)¦ meter SN:1702334123978892
Tensiune reziduală u% | Durata t ms |  |  |  |  | Total
| 10 < t ≤ 200 | 200 < t ≤ 500 | 500 < t ≤ 1000 | 1000 < t ≤ 5000 | 5000 < t ≤ 60000
80 ≤ u < 90 | 0 | 0 | 0 | 0 | 0 | 0
70 ≤ u < 80 | 0 | 0 | 0 | 0 | 0 | 0
40 ≤ u < 70 | 0 | 0 | 0 | 0 | 0 | 0
5 ≤ u < 40 | 0 | 0 | 0 | 0 | 0 | 0
u < 5 | 0 | 0 | 0 | 0 | 0 | 0
Total | 0 | 0 | 0 | 0 | 0 | 0
CACI12(PT 12 CACIULESTI)¦ meter SN:1702234122711190
Tensiune reziduală u% | Durata t ms |  |  |  |  | Total
| 10 < t ≤ 200 | 200 < t ≤ 500 | 500 < t ≤ 1000 | 1000 < t ≤ 5000 | 5000 < t ≤ 60000
80 ≤ u < 90 | 0 | 0 | 0 | 0 | 0 | 0
70 ≤ u < 80 | 0 | 0 | 0 | 0 | 0 | 0
40 ≤ u < 70 | 0 | 0 | 0 | 0 | 0 | 0
5 ≤ u < 40 | 0 | 0 | 0 | 0 | 0 | 0
u < 5 | 0 | 0 | 0 | 0 | 0 | 0
Total | 0 | 0 | 0 | 0 | 0 | 0
DOBR01(PT 1 DOBRENI)¦ meter SN:1009141000001095
Tensiune reziduală u% | Durata t ms |  |  |  |  | Total
| 10 < t ≤ 200 | 200 < t ≤ 500 | 500 < t ≤ 1000 | 1000 < t ≤ 5000 | 5000 < t ≤ 60000
80 ≤ u < 90 | 0 | 0 | 0 | 0 | 0 | 0
70 ≤ u < 80 | 0 | 0 | 0 | 0 | 0 | 0
40 ≤ u < 70 | 0 | 0 | 0 | 0 | 0 | 0
5 ≤ u < 40 | 0 | 0 | 0 | 0 | 0 | 0
u < 5 | 0 | 0 | 0 | 0 | 0 | 0
Total | 0 | 0 | 0 | 0 | 0 | 0
DOBR03(PT 3 DOBRENI)¦ meter SN:1009151000001494
Tensiune reziduală u% | Durata t ms |  |  |  |  | Total
| 10 < t ≤ 200 | 200 < t ≤ 500 | 500 < t ≤ 1000 | 1000 < t ≤ 5000 | 5000 < t ≤ 60000
80 ≤ u < 90 | 0 | 0 | 0 | 0 | 0 | 0
70 ≤ u < 80 | 0 | 0 | 0 | 0 | 0 | 0
40 ≤ u < 70 | 0 | 0 | 0 | 0 | 0 | 0
5 ≤ u < 40 | 0 | 0 | 0 | 0 | 0 | 0
u < 5 | 0 | 0 | 0 | 0 | 0 | 0
Total | 0 | 0 | 0 | 0 | 0 | 0
IZVD01(PT 1 IZVOARE)¦ meter SN:1702234122711185
Tensiune reziduală u% | Durata t ms |  |  |  |  | Total
| 10 < t ≤ 200 | 200 < t ≤ 500 | 500 < t ≤ 1000 | 1000 < t ≤ 5000 | 5000 < t ≤ 60000
80 ≤ u < 90 | 0 | 0 | 0 | 11 | 0 | 11
70 ≤ u < 80 | 0 | 0 | 0 | 0 | 0 | 0
40 ≤ u < 70 | 0 | 0 | 0 | 0 | 0 | 0
5 ≤ u < 40 | 0 | 0 | 0 | 0 | 0 | 0
u < 5 | 0 | 0 | 0 | 0 | 0 | 0
Total | 0 | 0 | 0 | 11 | 0 | 11
IZVD02(PT 2 IZVOARE)¦ meter SN:1702234122711187
Tensiune reziduală u% | Durata t ms |  |  |  |  | Total
| 10 < t ≤ 200 | 200 < t ≤ 500 | 500 < t ≤ 1000 | 1000 < t ≤ 5000 | 5000 < t ≤ 60000
80 ≤ u < 90 | 0 | 0 | 0 | 0 | 0 | 0
70 ≤ u < 80 | 0 | 0 | 0 | 0 | 0 | 0
40 ≤ u < 70 | 0 | 0 | 0 | 0 | 0 | 0
5 ≤ u < 40 | 0 | 0 | 0 | 0 | 0 | 0
u < 5 | 0 | 0 | 0 | 0 | 0 | 0
Total | 0 | 0 | 0 | 0 | 0 | 0
IZVD03(PT 3 IZVOARE)¦ meter SN:1702234122711221
Tensiune reziduală u% | Durata t ms |  |  |  |  | Total
| 10 < t ≤ 200 | 200 < t ≤ 500 | 500 < t ≤ 1000 | 1000 < t ≤ 5000 | 5000 < t ≤ 60000
80 ≤ u < 90 | 0 | 0 | 0 | 0 | 0 | 0
70 ≤ u < 80 | 0 | 0 | 0 | 0 | 0 | 0
40 ≤ u < 70 | 0 | 0 | 0 | 0 | 0 | 0
5 ≤ u < 40 | 0 | 0 | 0 | 0 | 0 | 0
u < 5 | 0 | 0 | 0 | 0 | 0 | 0
Total | 0 | 0 | 0 | 0 | 0 | 0
IZVD04(PT 4 IZVOARE)¦ meter SN:1702234122711196
Tensiune reziduală u% | Durata t ms |  |  |  |  | Total
| 10 < t ≤ 200 | 200 < t ≤ 500 | 500 < t ≤ 1000 | 1000 < t ≤ 5000 | 5000 < t ≤ 60000
80 ≤ u < 90 | 0 | 0 | 0 | 0 | 0 | 0
70 ≤ u < 80 | 0 | 0 | 0 | 0 | 0 | 0
40 ≤ u < 70 | 0 | 0 | 0 | 0 | 0 | 0
5 ≤ u < 40 | 0 | 0 | 0 | 0 | 0 | 0
u < 5 | 0 | 0 | 0 | 0 | 0 | 0
Total | 0 | 0 | 0 | 0 | 0 | 0
IZVD05(PT 5 IZVOARE)¦ meter SN:1702234122711186
Tensiune reziduală u% | Durata t ms |  |  |  |  | Total
| 10 < t ≤ 200 | 200 < t ≤ 500 | 500 < t ≤ 1000 | 1000 < t ≤ 5000 | 5000 < t ≤ 60000
80 ≤ u < 90 | 0 | 0 | 0 | 0 | 0 | 0
70 ≤ u < 80 | 0 | 0 | 0 | 0 | 0 | 0
40 ≤ u < 70 | 0 | 0 | 0 | 0 | 0 | 0
5 ≤ u < 40 | 0 | 0 | 0 | 0 | 0 | 0
u < 5 | 0 | 0 | 0 | 0 | 0 | 0
Total | 0 | 0 | 0 | 0 | 0 | 0
IZVD13(PT 13 IZVOARE)¦ meter SN:1702334123978816
Tensiune reziduală u% | Durata t ms |  |  |  |  | Total
| 10 < t ≤ 200 | 200 < t ≤ 500 | 500 < t ≤ 1000 | 1000 < t ≤ 5000 | 5000 < t ≤ 60000
80 ≤ u < 90 | 0 | 0 | 0 | 0 | 0 | 0
70 ≤ u < 80 | 0 | 0 | 0 | 0 | 0 | 0
40 ≤ u < 70 | 0 | 0 | 0 | 0 | 0 | 0
5 ≤ u < 40 | 0 | 0 | 0 | 0 | 0 | 0
u < 5 | 0 | 0 | 0 | 0 | 0 | 0
Total | 0 | 0 | 0 | 0 | 0 | 0
IZVD14(PT 14 IZVOARE)¦ meter SN:1702334123717688
Tensiune reziduală u% | Durata t ms |  |  |  |  | Total
| 10 < t ≤ 200 | 200 < t ≤ 500 | 500 < t ≤ 1000 | 1000 < t ≤ 5000 | 5000 < t ≤ 60000
80 ≤ u < 90 | 0 | 0 | 0 | 0 | 0 | 0
70 ≤ u < 80 | 0 | 0 | 0 | 0 | 0 | 0
40 ≤ u < 70 | 0 | 0 | 0 | 0 | 0 | 0
5 ≤ u < 40 | 0 | 0 | 0 | 0 | 0 | 0
u < 5 | 0 | 0 | 0 | 0 | 0 | 0
Total | 0 | 0 | 0 | 0 | 0 | 0
IZVD29(PT 29 IZVOARE)¦ meter SN:1702234122711217
Tensiune reziduală u% | Durata t ms |  |  |  |  | Total
| 10 < t ≤ 200 | 200 < t ≤ 500 | 500 < t ≤ 1000 | 1000 < t ≤ 5000 | 5000 < t ≤ 60000
80 ≤ u < 90 | 0 | 0 | 0 | 0 | 0 | 0
70 ≤ u < 80 | 0 | 0 | 0 | 0 | 0 | 0
40 ≤ u < 70 | 0 | 0 | 0 | 0 | 0 | 0
5 ≤ u < 40 | 0 | 0 | 0 | 0 | 0 | 0
u < 5 | 0 | 0 | 0 | 0 | 0 | 0
Total | 0 | 0 | 0 | 0 | 0 | 0
IZVD32(PT 32 IZVOARE)¦ meter SN:1702234122711197
Tensiune reziduală u% | Durata t ms |  |  |  |  | Total
| 10 < t ≤ 200 | 200 < t ≤ 500 | 500 < t ≤ 1000 | 1000 < t ≤ 5000 | 5000 < t ≤ 60000
80 ≤ u < 90 | 0 | 0 | 0 | 0 | 0 | 0
70 ≤ u < 80 | 0 | 0 | 0 | 0 | 0 | 0
40 ≤ u < 70 | 0 | 0 | 0 | 0 | 0 | 0
5 ≤ u < 40 | 0 | 0 | 0 | 0 | 0 | 0
u < 5 | 0 | 0 | 0 | 0 | 0 | 0
Total | 0 | 0 | 0 | 0 | 0 | 0
PN0200(PT 200 PIATRA NEAMT)¦ meter SN:1009151000001443
Tensiune reziduală u% | Durata t ms |  |  |  |  | Total
| 10 < t ≤ 200 | 200 < t ≤ 500 | 500 < t ≤ 1000 | 1000 < t ≤ 5000 | 5000 < t ≤ 60000
80 ≤ u < 90 | 0 | 0 | 0 | 0 | 0 | 0
70 ≤ u < 80 | 0 | 0 | 0 | 0 | 0 | 0
40 ≤ u < 70 | 0 | 0 | 0 | 0 | 0 | 0
5 ≤ u < 40 | 0 | 0 | 0 | 0 | 0 | 0
u < 5 | 0 | 0 | 0 | 0 | 0 | 0
Total | 0 | 0 | 0 | 0 | 0 | 0
PN0202(PT 202 PIATRA NEAMT)¦ meter SN:1009151000001425
Tensiune reziduală u% | Durata t ms |  |  |  |  | Total
| 10 < t ≤ 200 | 200 < t ≤ 500 | 500 < t ≤ 1000 | 1000 < t ≤ 5000 | 5000 < t ≤ 60000
80 ≤ u < 90 | 0 | 0 | 0 | 0 | 0 | 0
70 ≤ u < 80 | 0 | 0 | 0 | 0 | 0 | 0
40 ≤ u < 70 | 0 | 0 | 0 | 0 | 0 | 0
5 ≤ u < 40 | 0 | 0 | 0 | 0 | 0 | 0
u < 5 | 0 | 0 | 0 | 0 | 0 | 0
Total | 0 | 0 | 0 | 0 | 0 | 0
PN0203(PT 203 PIATRA NEAMT)¦ meter SN:1009151000001533
Tensiune reziduală u% | Durata t ms |  |  |  |  | Total
| 10 < t ≤ 200 | 200 < t ≤ 500 | 500 < t ≤ 1000 | 1000 < t ≤ 5000 | 5000 < t ≤ 60000
80 ≤ u < 90 | 0 | 0 | 0 | 0 | 0 | 0
70 ≤ u < 80 | 0 | 0 | 0 | 0 | 0 | 0
40 ≤ u < 70 | 0 | 0 | 0 | 0 | 0 | 0
5 ≤ u < 40 | 0 | 0 | 0 | 0 | 0 | 0
u < 5 | 0 | 0 | 0 | 0 | 0 | 0
Total | 0 | 0 | 0 | 0 | 0 | 0
PN0234(PT 234 PIATRA NEAMT)¦ meter SN:1702234122711201
Tensiune reziduală u% | Durata t ms |  |  |  |  | Total
| 10 < t ≤ 200 | 200 < t ≤ 500 | 500 < t ≤ 1000 | 1000 < t ≤ 5000 | 5000 < t ≤ 60000
80 ≤ u < 90 | 0 | 0 | 0 | 6 | 0 | 6
70 ≤ u < 80 | 0 | 0 | 0 | 0 | 0 | 0
40 ≤ u < 70 | 0 | 0 | 0 | 0 | 0 | 0
5 ≤ u < 40 | 0 | 0 | 0 | 0 | 0 | 0
u < 5 | 0 | 0 | 0 | 0 | 0 | 0
Total | 0 | 0 | 0 | 6 | 0 | 6
PN0339(PT 339 PIATRA NEAMT)¦ meter SN:1009151000002643
Tensiune reziduală u% | Durata t ms |  |  |  |  | Total
| 10 < t ≤ 200 | 200 < t ≤ 500 | 500 < t ≤ 1000 | 1000 < t ≤ 5000 | 5000 < t ≤ 60000
80 ≤ u < 90 | 0 | 0 | 0 | 0 | 0 | 0
70 ≤ u < 80 | 0 | 0 | 0 | 0 | 0 | 0
40 ≤ u < 70 | 0 | 0 | 0 | 0 | 0 | 0
5 ≤ u < 40 | 0 | 0 | 0 | 0 | 0 | 0
u < 5 | 0 | 0 | 0 | 0 | 0 | 0
Total | 0 | 0 | 0 | 0 | 0 | 0
POPG01(PT 1 POPESTI)¦ meter SN:1009141000000326
Tensiune reziduală u% | Durata t ms |  |  |  |  | Total
| 10 < t ≤ 200 | 200 < t ≤ 500 | 500 < t ≤ 1000 | 1000 < t ≤ 5000 | 5000 < t ≤ 60000
80 ≤ u < 90 | 0 | 0 | 0 | 0 | 0 | 0
70 ≤ u < 80 | 0 | 0 | 0 | 0 | 0 | 0
40 ≤ u < 70 | 0 | 0 | 0 | 0 | 0 | 0
5 ≤ u < 40 | 0 | 0 | 0 | 0 | 0 | 0
u < 5 | 0 | 0 | 0 | 0 | 0 | 0
Total | 0 | 0 | 0 | 0 | 0 | 0
SLOR04(PT 4 SLOBOZIA)¦ meter SN:1009141000000585
Tensiune reziduală u% | Durata t ms |  |  |  |  | Total
| 10 < t ≤ 200 | 200 < t ≤ 500 | 500 < t ≤ 1000 | 1000 < t ≤ 5000 | 5000 < t ≤ 60000
80 ≤ u < 90 | 0 | 0 | 0 | 0 | 0 | 0
70 ≤ u < 80 | 0 | 0 | 0 | 0 | 0 | 0
40 ≤ u < 70 | 0 | 0 | 0 | 0 | 0 | 0
5 ≤ u < 40 | 0 | 0 | 0 | 0 | 0 | 0
u < 5 | 0 | 0 | 0 | 0 | 0 | 0
Total | 0 | 0 | 0 | 0 | 0 | 0
TURT01(PT 1 TURTURESTI)¦ meter SN:1702434125895608
Tensiune reziduală u% | Durata t ms |  |  |  |  | Total
| 10 < t ≤ 200 | 200 < t ≤ 500 | 500 < t ≤ 1000 | 1000 < t ≤ 5000 | 5000 < t ≤ 60000
80 ≤ u < 90 | 0 | 0 | 0 | 42 | 34 | 76
70 ≤ u < 80 | 0 | 0 | 0 | 0 | 0 | 0
40 ≤ u < 70 | 0 | 0 | 0 | 0 | 0 | 0
5 ≤ u < 40 | 0 | 0 | 0 | 0 | 0 | 0
u < 5 | 0 | 0 | 0 | 0 | 0 | 0
Total | 0 | 0 | 0 | 42 | 34 | 76
TURT03(PT 3 TURTURESTI)¦ meter SN:1702334123717684
Tensiune reziduală u% | Durata t ms |  |  |  |  | Total
| 10 < t ≤ 200 | 200 < t ≤ 500 | 500 < t ≤ 1000 | 1000 < t ≤ 5000 | 5000 < t ≤ 60000
80 ≤ u < 90 | 0 | 0 | 0 | 3 | 0 | 3
70 ≤ u < 80 | 0 | 0 | 0 | 0 | 0 | 0
40 ≤ u < 70 | 0 | 0 | 0 | 0 | 0 | 0
5 ≤ u < 40 | 0 | 0 | 0 | 0 | 0 | 0
u < 5 | 0 | 0 | 0 | 0 | 0 | 0
Total | 0 | 0 | 0 | 3 | 0 | 3
TURT09(PT 9 TURTURESTI)¦ meter SN:1702434125895606
Tensiune reziduală u% | Durata t ms |  |  |  |  | Total
| 10 < t ≤ 200 | 200 < t ≤ 500 | 500 < t ≤ 1000 | 1000 < t ≤ 5000 | 5000 < t ≤ 60000
80 ≤ u < 90 | 0 | 0 | 0 | 3 | 0 | 3
70 ≤ u < 80 | 0 | 0 | 0 | 0 | 0 | 0
40 ≤ u < 70 | 0 | 0 | 0 | 0 | 0 | 0
5 ≤ u < 40 | 0 | 0 | 0 | 0 | 0 | 0
u < 5 | 0 | 0 | 0 | 0 | 0 | 0
Total | 0 | 0 | 0 | 3 | 0 | 3
PN0014(PT 14 PIATRA NEAMT)¦ meter SN:1702234122646014
Tensiune reziduală u% | Durata t ms |  |  |  |  | Total
| 10 < t ≤ 200 | 200 < t ≤ 500 | 500 < t ≤ 1000 | 1000 < t ≤ 5000 | 5000 < t ≤ 60000
80 ≤ u < 90 | 0 | 0 | 0 | 9 | 13 | 22
70 ≤ u < 80 | 0 | 0 | 0 | 0 | 0 | 0
40 ≤ u < 70 | 0 | 0 | 0 | 0 | 0 | 0
5 ≤ u < 40 | 0 | 0 | 0 | 0 | 0 | 0
u < 5 | 0 | 0 | 0 | 0 | 0 | 0
Total | 0 | 0 | 0 | 9 | 13 | 22
PN0112(PT 112 PIATRA NEAMT)¦ meter SN:1702234122646038
Tensiune reziduală u% | Durata t ms |  |  |  |  | Total
| 10 < t ≤ 200 | 200 < t ≤ 500 | 500 < t ≤ 1000 | 1000 < t ≤ 5000 | 5000 < t ≤ 60000
80 ≤ u < 90 | 0 | 0 | 0 | 327 | 241 | 568
70 ≤ u < 80 | 0 | 0 | 0 | 0 | 0 | 0
40 ≤ u < 70 | 0 | 0 | 0 | 0 | 0 | 0
5 ≤ u < 40 | 0 | 0 | 0 | 0 | 0 | 0
u < 5 | 0 | 0 | 0 | 0 | 0 | 0
Total | 0 | 0 | 0 | 327 | 241 | 568
PN0113(PT 113 PIATRA NEAMT)¦ meter SN:1702234122711194
Tensiune reziduală u% | Durata t ms |  |  |  |  | Total
| 10 < t ≤ 200 | 200 < t ≤ 500 | 500 < t ≤ 1000 | 1000 < t ≤ 5000 | 5000 < t ≤ 60000
80 ≤ u < 90 | 0 | 0 | 0 | 1893 | 1340 | 3233
70 ≤ u < 80 | 0 | 0 | 0 | 0 | 0 | 0
40 ≤ u < 70 | 0 | 0 | 0 | 0 | 0 | 0
5 ≤ u < 40 | 0 | 0 | 0 | 0 | 0 | 0
u < 5 | 0 | 0 | 0 | 0 | 0 | 0
Total | 0 | 0 | 0 | 1893 | 1340 | 3233
PN0047(PT 47 PIATRA NEAMT)¦ meter SN:1702234122646029
Tensiune reziduală u% | Durata t ms |  |  |  |  | Total
| 10 < t ≤ 200 | 200 < t ≤ 500 | 500 < t ≤ 1000 | 1000 < t ≤ 5000 | 5000 < t ≤ 60000
80 ≤ u < 90 | 0 | 0 | 0 | 0 | 0 | 0
70 ≤ u < 80 | 0 | 0 | 0 | 0 | 0 | 0
40 ≤ u < 70 | 0 | 0 | 0 | 0 | 0 | 0
5 ≤ u < 40 | 0 | 0 | 0 | 0 | 0 | 0
u < 5 | 0 | 0 | 0 | 0 | 0 | 0
Total | 0 | 0 | 0 | 0 | 0 | 0
PN0048(PT 48 PIATRA NEAMT)¦ meter SN:1702234122711204
Tensiune reziduală u% | Durata t ms |  |  |  |  | Total
| 10 < t ≤ 200 | 200 < t ≤ 500 | 500 < t ≤ 1000 | 1000 < t ≤ 5000 | 5000 < t ≤ 60000
80 ≤ u < 90 | 0 | 0 | 0 | 64 | 56 | 120
70 ≤ u < 80 | 0 | 0 | 0 | 0 | 0 | 0
40 ≤ u < 70 | 0 | 0 | 0 | 0 | 0 | 0
5 ≤ u < 40 | 0 | 0 | 0 | 0 | 0 | 0
u < 5 | 0 | 0 | 0 | 0 | 0 | 0
Total | 0 | 0 | 0 | 64 | 56 | 120
PN0050(PT 50 PIATRA NEAMT)¦ meter SN:1702234122646033
Tensiune reziduală u% | Durata t ms |  |  |  |  | Total
| 10 < t ≤ 200 | 200 < t ≤ 500 | 500 < t ≤ 1000 | 1000 < t ≤ 5000 | 5000 < t ≤ 60000
80 ≤ u < 90 | 0 | 0 | 0 | 0 | 0 | 0
70 ≤ u < 80 | 0 | 0 | 0 | 0 | 0 | 0
40 ≤ u < 70 | 0 | 0 | 0 | 0 | 0 | 0
5 ≤ u < 40 | 0 | 0 | 0 | 0 | 0 | 0
u < 5 | 0 | 0 | 0 | 0 | 0 | 0
Total | 0 | 0 | 0 | 0 | 0 | 0
PN0069(PT 69 PIATRA NEAMT)¦ meter SN:1702234122646018
Tensiune reziduală u% | Durata t ms |  |  |  |  | Total
| 10 < t ≤ 200 | 200 < t ≤ 500 | 500 < t ≤ 1000 | 1000 < t ≤ 5000 | 5000 < t ≤ 60000
80 ≤ u < 90 | 0 | 0 | 0 | 14 | 6 | 20
70 ≤ u < 80 | 0 | 0 | 0 | 0 | 0 | 0
40 ≤ u < 70 | 0 | 0 | 0 | 0 | 0 | 0
5 ≤ u < 40 | 0 | 0 | 0 | 0 | 0 | 0
u < 5 | 0 | 0 | 0 | 0 | 0 | 0
Total | 0 | 0 | 0 | 14 | 6 | 20
PN0022(PT 22 PIATRA NEAMT)¦ meter SN:1702334123717679
Tensiune reziduală u% | Durata t ms |  |  |  |  | Total
| 10 < t ≤ 200 | 200 < t ≤ 500 | 500 < t ≤ 1000 | 1000 < t ≤ 5000 | 5000 < t ≤ 60000
80 ≤ u < 90 | 0 | 0 | 0 | 0 | 0 | 0
70 ≤ u < 80 | 0 | 0 | 0 | 0 | 0 | 0
40 ≤ u < 70 | 0 | 0 | 0 | 0 | 0 | 0
5 ≤ u < 40 | 0 | 0 | 0 | 0 | 0 | 0
u < 5 | 0 | 0 | 0 | 0 | 0 | 0
Total | 0 | 0 | 0 | 0 | 0 | 0
PN0020(PT 20 PIATRA NEAMT)¦ meter SN:1702234122646019
Tensiune reziduală u% | Durata t ms |  |  |  |  | Total
| 10 < t ≤ 200 | 200 < t ≤ 500 | 500 < t ≤ 1000 | 1000 < t ≤ 5000 | 5000 < t ≤ 60000
80 ≤ u < 90 | 0 | 0 | 0 | 0 | 0 | 0
70 ≤ u < 80 | 0 | 0 | 0 | 0 | 0 | 0
40 ≤ u < 70 | 0 | 0 | 0 | 0 | 0 | 0
5 ≤ u < 40 | 0 | 0 | 0 | 0 | 0 | 0
u < 5 | 0 | 0 | 0 | 0 | 0 | 0
Total | 0 | 0 | 0 | 0 | 0 | 0
PN0021(PT 21 PIATRA NEAMT)¦ meter SN:1702234123505947
Tensiune reziduală u% | Durata t ms |  |  |  |  | Total
| 10 < t ≤ 200 | 200 < t ≤ 500 | 500 < t ≤ 1000 | 1000 < t ≤ 5000 | 5000 < t ≤ 60000
80 ≤ u < 90 | 0 | 0 | 0 | 0 | 0 | 0
70 ≤ u < 80 | 0 | 0 | 0 | 0 | 0 | 0
40 ≤ u < 70 | 0 | 0 | 0 | 0 | 0 | 0
5 ≤ u < 40 | 0 | 0 | 0 | 0 | 0 | 0
u < 5 | 0 | 0 | 0 | 0 | 0 | 0
Total | 0 | 0 | 0 | 0 | 0 | 0
PN0025(PT 25 PIATRA NEAMT)¦ meter SN:1702234123505949
Tensiune reziduală u% | Durata t ms |  |  |  |  | Total
| 10 < t ≤ 200 | 200 < t ≤ 500 | 500 < t ≤ 1000 | 1000 < t ≤ 5000 | 5000 < t ≤ 60000
80 ≤ u < 90 | 0 | 0 | 0 | 0 | 0 | 0
70 ≤ u < 80 | 0 | 0 | 0 | 0 | 0 | 0
40 ≤ u < 70 | 0 | 0 | 0 | 0 | 0 | 0
5 ≤ u < 40 | 0 | 0 | 0 | 0 | 0 | 0
u < 5 | 0 | 0 | 0 | 0 | 0 | 0
Total | 0 | 0 | 0 | 0 | 0 | 0
DUMB08(PT 8 DUMBRAVA ROSIE)¦ meter SN:1702334125532451
Tensiune reziduală u% | Durata t ms |  |  |  |  | Total
| 10 < t ≤ 200 | 200 < t ≤ 500 | 500 < t ≤ 1000 | 1000 < t ≤ 5000 | 5000 < t ≤ 60000
80 ≤ u < 90 | 0 | 0 | 0 | 0 | 0 | 0
70 ≤ u < 80 | 0 | 0 | 0 | 0 | 0 | 0
40 ≤ u < 70 | 0 | 0 | 0 | 0 | 0 | 0
5 ≤ u < 40 | 0 | 0 | 0 | 0 | 0 | 0
u < 5 | 0 | 0 | 0 | 0 | 0 | 0
Total | 0 | 0 | 0 | 0 | 0 | 0
DUMB11(PT 11 DUMBRAVA ROSIE)¦ meter SN:1702434126423105
Tensiune reziduală u% | Durata t ms |  |  |  |  | Total
| 10 < t ≤ 200 | 200 < t ≤ 500 | 500 < t ≤ 1000 | 1000 < t ≤ 5000 | 5000 < t ≤ 60000
80 ≤ u < 90 | 0 | 0 | 0 | 0 | 0 | 0
70 ≤ u < 80 | 0 | 0 | 0 | 0 | 0 | 0
40 ≤ u < 70 | 0 | 0 | 0 | 0 | 0 | 0
5 ≤ u < 40 | 0 | 0 | 0 | 0 | 0 | 0
u < 5 | 0 | 0 | 0 | 0 | 0 | 0
Total | 0 | 0 | 0 | 0 | 0 | 0
DUMB12(PT 12 DUMBRAVA ROSIE)¦ meter SN:1702434126423103
Tensiune reziduală u% | Durata t ms |  |  |  |  | Total
| 10 < t ≤ 200 | 200 < t ≤ 500 | 500 < t ≤ 1000 | 1000 < t ≤ 5000 | 5000 < t ≤ 60000
80 ≤ u < 90 | 0 | 0 | 0 | 0 | 0 | 0
70 ≤ u < 80 | 0 | 0 | 0 | 0 | 0 | 0
40 ≤ u < 70 | 0 | 0 | 0 | 0 | 0 | 0
5 ≤ u < 40 | 0 | 0 | 0 | 0 | 0 | 0
u < 5 | 0 | 0 | 0 | 0 | 0 | 0
Total | 0 | 0 | 0 | 0 | 0 | 0
DUMB13(PT 13 DUMBRAVA ROSIE)¦ meter SN:1702234122711199
Tensiune reziduală u% | Durata t ms |  |  |  |  | Total
| 10 < t ≤ 200 | 200 < t ≤ 500 | 500 < t ≤ 1000 | 1000 < t ≤ 5000 | 5000 < t ≤ 60000
80 ≤ u < 90 | 0 | 0 | 0 | 0 | 0 | 0
70 ≤ u < 80 | 0 | 0 | 0 | 0 | 0 | 0
40 ≤ u < 70 | 0 | 0 | 0 | 0 | 0 | 0
5 ≤ u < 40 | 0 | 0 | 0 | 0 | 0 | 0
u < 5 | 0 | 0 | 0 | 0 | 0 | 0
Total | 0 | 0 | 0 | 0 | 0 | 0
DUMB14(PT 14 DUMBRAVA ROSIE)¦ meter SN:1702234122711198
Tensiune reziduală u% | Durata t ms |  |  |  |  | Total
| 10 < t ≤ 200 | 200 < t ≤ 500 | 500 < t ≤ 1000 | 1000 < t ≤ 5000 | 5000 < t ≤ 60000
80 ≤ u < 90 | 0 | 0 | 0 | 0 | 0 | 0
70 ≤ u < 80 | 0 | 0 | 0 | 0 | 0 | 0
40 ≤ u < 70 | 0 | 0 | 0 | 0 | 0 | 0
5 ≤ u < 40 | 0 | 0 | 0 | 0 | 0 | 0
u < 5 | 0 | 0 | 0 | 0 | 0 | 0
Total | 0 | 0 | 0 | 0 | 0 | 0
DUMB22(PT 22 DUMBRAVA ROSIE)¦ meter SN:1702234122711195
Tensiune reziduală u% | Durata t ms |  |  |  |  | Total
| 10 < t ≤ 200 | 200 < t ≤ 500 | 500 < t ≤ 1000 | 1000 < t ≤ 5000 | 5000 < t ≤ 60000
80 ≤ u < 90 | 0 | 0 | 0 | 0 | 0 | 0
70 ≤ u < 80 | 0 | 0 | 0 | 0 | 0 | 0
40 ≤ u < 70 | 0 | 0 | 0 | 0 | 0 | 0
5 ≤ u < 40 | 0 | 0 | 0 | 0 | 0 | 0
u < 5 | 0 | 0 | 0 | 0 | 0 | 0
Total | 0 | 0 | 0 | 0 | 0 | 0
PN0054(PT 54 PIATRA NEAMT)¦ meter SN:1702234122711193
Tensiune reziduală u% | Durata t ms |  |  |  |  | Total
| 10 < t ≤ 200 | 200 < t ≤ 500 | 500 < t ≤ 1000 | 1000 < t ≤ 5000 | 5000 < t ≤ 60000
80 ≤ u < 90 | 0 | 0 | 0 | 0 | 0 | 0
70 ≤ u < 80 | 0 | 0 | 0 | 0 | 0 | 0
40 ≤ u < 70 | 0 | 0 | 0 | 0 | 0 | 0
5 ≤ u < 40 | 0 | 0 | 0 | 0 | 0 | 0
u < 5 | 0 | 0 | 0 | 0 | 0 | 0
Total | 0 | 0 | 0 | 0 | 0 | 0
PN0086(PT 86 PIATRA NEAMT)¦ meter SN:1702234122711202
Tensiune reziduală u% | Durata t ms |  |  |  |  | Total
| 10 < t ≤ 200 | 200 < t ≤ 500 | 500 < t ≤ 1000 | 1000 < t ≤ 5000 | 5000 < t ≤ 60000
80 ≤ u < 90 | 0 | 0 | 0 | 0 | 0 | 0
70 ≤ u < 80 | 0 | 0 | 0 | 0 | 0 | 0
40 ≤ u < 70 | 0 | 0 | 0 | 0 | 0 | 0
5 ≤ u < 40 | 0 | 0 | 0 | 0 | 0 | 0
u < 5 | 0 | 0 | 0 | 0 | 0 | 0
Total | 0 | 0 | 0 | 0 | 0 | 0
PN0316(PT 316 PIATRE NEAMT)¦ meter SN:1009141000001045
Tensiune reziduală u% | Durata t ms |  |  |  |  | Total
| 10 < t ≤ 200 | 200 < t ≤ 500 | 500 < t ≤ 1000 | 1000 < t ≤ 5000 | 5000 < t ≤ 60000
80 ≤ u < 90 | 0 | 0 | 0 | 0 | 0 | 0
70 ≤ u < 80 | 0 | 0 | 0 | 0 | 0 | 0
40 ≤ u < 70 | 0 | 0 | 0 | 0 | 0 | 0
5 ≤ u < 40 | 0 | 0 | 0 | 0 | 0 | 0
u < 5 | 0 | 0 | 0 | 0 | 0 | 0
Total | 0 | 0 | 0 | 0 | 0 | 0
PN0034(PT 34 PIATRA NEAMT)¦ meter SN:1702234122711603
Tensiune reziduală u% | Durata t ms |  |  |  |  | Total
| 10 < t ≤ 200 | 200 < t ≤ 500 | 500 < t ≤ 1000 | 1000 < t ≤ 5000 | 5000 < t ≤ 60000
80 ≤ u < 90 | 0 | 0 | 0 | 2 | 0 | 2
70 ≤ u < 80 | 0 | 0 | 0 | 0 | 0 | 0
40 ≤ u < 70 | 0 | 0 | 0 | 0 | 0 | 0
5 ≤ u < 40 | 0 | 0 | 0 | 0 | 0 | 0
u < 5 | 0 | 0 | 0 | 0 | 0 | 0
Total | 0 | 0 | 0 | 2 | 0 | 2
PN0037(PT 37 PIATRA NEAMT)¦ meter SN:1009141000000419
Tensiune reziduală u% | Durata t ms |  |  |  |  | Total
| 10 < t ≤ 200 | 200 < t ≤ 500 | 500 < t ≤ 1000 | 1000 < t ≤ 5000 | 5000 < t ≤ 60000
80 ≤ u < 90 | 0 | 0 | 0 | 0 | 0 | 0
70 ≤ u < 80 | 0 | 0 | 0 | 0 | 0 | 0
40 ≤ u < 70 | 0 | 0 | 0 | 0 | 0 | 0
5 ≤ u < 40 | 0 | 0 | 0 | 0 | 0 | 0
u < 5 | 0 | 0 | 0 | 0 | 0 | 0
Total | 0 | 0 | 0 | 0 | 0 | 0
PN0037(PT 37 PIATRA NEAMT)¦ meter SN:1009141000000615
Tensiune reziduală u% | Durata t ms |  |  |  |  | Total
| 10 < t ≤ 200 | 200 < t ≤ 500 | 500 < t ≤ 1000 | 1000 < t ≤ 5000 | 5000 < t ≤ 60000
80 ≤ u < 90 | 0 | 0 | 0 | 0 | 0 | 0
70 ≤ u < 80 | 0 | 0 | 0 | 0 | 0 | 0
40 ≤ u < 70 | 0 | 0 | 0 | 0 | 0 | 0
5 ≤ u < 40 | 0 | 0 | 0 | 0 | 0 | 0
u < 5 | 0 | 0 | 0 | 0 | 0 | 0
Total | 0 | 0 | 0 | 0 | 0 | 0
PN0039(PT 39 PIATRA NEAMT)¦ meter SN:1702434126595915
Tensiune reziduală u% | Durata t ms |  |  |  |  | Total
| 10 < t ≤ 200 | 200 < t ≤ 500 | 500 < t ≤ 1000 | 1000 < t ≤ 5000 | 5000 < t ≤ 60000
80 ≤ u < 90 | 0 | 0 | 0 | 0 | 0 | 0
70 ≤ u < 80 | 0 | 0 | 0 | 0 | 0 | 0
40 ≤ u < 70 | 0 | 0 | 0 | 0 | 0 | 0
5 ≤ u < 40 | 0 | 0 | 0 | 0 | 0 | 0
u < 5 | 0 | 0 | 0 | 0 | 0 | 0
Total | 0 | 0 | 0 | 0 | 0 | 0
PN0041(PT 41 PIATRA NEAMT)¦ meter SN:1009151000001446
Tensiune reziduală u% | Durata t ms |  |  |  |  | Total
| 10 < t ≤ 200 | 200 < t ≤ 500 | 500 < t ≤ 1000 | 1000 < t ≤ 5000 | 5000 < t ≤ 60000
80 ≤ u < 90 | 0 | 0 | 0 | 0 | 0 | 0
70 ≤ u < 80 | 0 | 0 | 0 | 0 | 0 | 0
40 ≤ u < 70 | 0 | 0 | 0 | 0 | 0 | 0
5 ≤ u < 40 | 0 | 0 | 0 | 0 | 0 | 0
u < 5 | 0 | 0 | 0 | 0 | 0 | 0
Total | 0 | 0 | 0 | 0 | 0 | 0
PN0056(PT 56 PIATRA NEAMT)¦ meter SN:1702234122646040
Tensiune reziduală u% | Durata t ms |  |  |  |  | Total
| 10 < t ≤ 200 | 200 < t ≤ 500 | 500 < t ≤ 1000 | 1000 < t ≤ 5000 | 5000 < t ≤ 60000
80 ≤ u < 90 | 0 | 0 | 0 | 0 | 0 | 0
70 ≤ u < 80 | 0 | 0 | 0 | 0 | 0 | 0
40 ≤ u < 70 | 0 | 0 | 0 | 0 | 0 | 0
5 ≤ u < 40 | 0 | 0 | 0 | 0 | 0 | 0
u < 5 | 0 | 0 | 0 | 0 | 0 | 0
Total | 0 | 0 | 0 | 0 | 0 | 0
PN0105(PT 105 PIATRA NEAMT)¦ meter SN:1702234122711191
Tensiune reziduală u% | Durata t ms |  |  |  |  | Total
| 10 < t ≤ 200 | 200 < t ≤ 500 | 500 < t ≤ 1000 | 1000 < t ≤ 5000 | 5000 < t ≤ 60000
80 ≤ u < 90 | 0 | 0 | 0 | 0 | 0 | 0
70 ≤ u < 80 | 0 | 0 | 0 | 0 | 0 | 0
40 ≤ u < 70 | 0 | 0 | 0 | 0 | 0 | 0
5 ≤ u < 40 | 0 | 0 | 0 | 0 | 0 | 0
u < 5 | 0 | 0 | 0 | 0 | 0 | 0
Total | 0 | 0 | 0 | 0 | 0 | 0
PN0293(PT 293 PIATRA NEAMT)¦ meter SN:1702234122646041
Tensiune reziduală u% | Durata t ms |  |  |  |  | Total
| 10 < t ≤ 200 | 200 < t ≤ 500 | 500 < t ≤ 1000 | 1000 < t ≤ 5000 | 5000 < t ≤ 60000
80 ≤ u < 90 | 0 | 0 | 0 | 0 | 0 | 0
70 ≤ u < 80 | 0 | 0 | 0 | 0 | 0 | 0
40 ≤ u < 70 | 0 | 0 | 0 | 0 | 0 | 0
5 ≤ u < 40 | 0 | 0 | 0 | 0 | 0 | 0
u < 5 | 0 | 0 | 0 | 0 | 0 | 0
Total | 0 | 0 | 0 | 0 | 0 | 0
PN0905(PA 5 PIATRA NEAMT)¦ meter SN:1702234122711216
Tensiune reziduală u% | Durata t ms |  |  |  |  | Total
| 10 < t ≤ 200 | 200 < t ≤ 500 | 500 < t ≤ 1000 | 1000 < t ≤ 5000 | 5000 < t ≤ 60000
80 ≤ u < 90 | 0 | 0 | 0 | 0 | 0 | 0
70 ≤ u < 80 | 0 | 0 | 0 | 0 | 0 | 0
40 ≤ u < 70 | 0 | 0 | 0 | 0 | 0 | 0
5 ≤ u < 40 | 0 | 0 | 0 | 0 | 0 | 0
u < 5 | 0 | 0 | 0 | 0 | 0 | 0
Total | 0 | 0 | 0 | 0 | 0 | 0
PN0178(PT 178 PIATRA NEAMT)¦ meter SN:1702234123505945
Tensiune reziduală u% | Durata t ms |  |  |  |  | Total
| 10 < t ≤ 200 | 200 < t ≤ 500 | 500 < t ≤ 1000 | 1000 < t ≤ 5000 | 5000 < t ≤ 60000
80 ≤ u < 90 | 0 | 0 | 0 | 0 | 0 | 0
70 ≤ u < 80 | 0 | 0 | 0 | 0 | 0 | 0
40 ≤ u < 70 | 0 | 0 | 0 | 0 | 0 | 0
5 ≤ u < 40 | 0 | 0 | 0 | 0 | 0 | 0
u < 5 | 0 | 0 | 0 | 0 | 0 | 0
Total | 0 | 0 | 0 | 0 | 0 | 0
PN0220(PT 220 PIATRA NEAMT)¦ meter SN:1702234122646036
Tensiune reziduală u% | Durata t ms |  |  |  |  | Total
| 10 < t ≤ 200 | 200 < t ≤ 500 | 500 < t ≤ 1000 | 1000 < t ≤ 5000 | 5000 < t ≤ 60000
80 ≤ u < 90 | 0 | 0 | 0 | 2 | 0 | 2
70 ≤ u < 80 | 0 | 0 | 0 | 0 | 0 | 0
40 ≤ u < 70 | 0 | 0 | 0 | 0 | 0 | 0
5 ≤ u < 40 | 0 | 0 | 0 | 0 | 0 | 0
u < 5 | 0 | 0 | 0 | 0 | 0 | 0
Total | 0 | 0 | 0 | 2 | 0 | 2
PN0239(PT 239 PIATRA NEAMT)¦ meter SN:1702234123505948
Tensiune reziduală u% | Durata t ms |  |  |  |  | Total
| 10 < t ≤ 200 | 200 < t ≤ 500 | 500 < t ≤ 1000 | 1000 < t ≤ 5000 | 5000 < t ≤ 60000
80 ≤ u < 90 | 0 | 0 | 0 | 0 | 0 | 0
70 ≤ u < 80 | 0 | 0 | 0 | 0 | 0 | 0
40 ≤ u < 70 | 0 | 0 | 0 | 0 | 0 | 0
5 ≤ u < 40 | 0 | 0 | 0 | 0 | 0 | 0
u < 5 | 0 | 0 | 0 | 0 | 0 | 0
Total | 0 | 0 | 0 | 0 | 0 | 0
NECH01(PT 1 NECHIT)¦ meter SN:1702334123717687
Tensiune reziduală u% | Durata t ms |  |  |  |  | Total
| 10 < t ≤ 200 | 200 < t ≤ 500 | 500 < t ≤ 1000 | 1000 < t ≤ 5000 | 5000 < t ≤ 60000
80 ≤ u < 90 | 0 | 0 | 0 | 2 | 0 | 2
70 ≤ u < 80 | 0 | 0 | 0 | 0 | 0 | 0
40 ≤ u < 70 | 0 | 0 | 0 | 0 | 0 | 0
5 ≤ u < 40 | 0 | 0 | 0 | 0 | 0 | 0
u < 5 | 0 | 0 | 0 | 0 | 0 | 0
Total | 0 | 0 | 0 | 2 | 0 | 2
REDN02(PT 2 REDIU)¦ meter SN:1009151000001448
Tensiune reziduală u% | Durata t ms |  |  |  |  | Total
| 10 < t ≤ 200 | 200 < t ≤ 500 | 500 < t ≤ 1000 | 1000 < t ≤ 5000 | 5000 < t ≤ 60000
80 ≤ u < 90 | 0 | 0 | 0 | 0 | 0 | 0
70 ≤ u < 80 | 0 | 0 | 0 | 0 | 0 | 0
40 ≤ u < 70 | 0 | 0 | 0 | 0 | 0 | 0
5 ≤ u < 40 | 0 | 0 | 0 | 0 | 0 | 0
u < 5 | 0 | 0 | 0 | 0 | 0 | 0
Total | 0 | 0 | 0 | 0 | 0 | 0
REDN03(PT 3 REDIU)¦ meter SN:1009151000001545
Tensiune reziduală u% | Durata t ms |  |  |  |  | Total
| 10 < t ≤ 200 | 200 < t ≤ 500 | 500 < t ≤ 1000 | 1000 < t ≤ 5000 | 5000 < t ≤ 60000
80 ≤ u < 90 | 0 | 0 | 0 | 0 | 0 | 0
70 ≤ u < 80 | 0 | 0 | 0 | 0 | 0 | 0
40 ≤ u < 70 | 0 | 0 | 0 | 0 | 0 | 0
5 ≤ u < 40 | 0 | 0 | 0 | 0 | 0 | 0
u < 5 | 0 | 0 | 0 | 0 | 0 | 0
Total | 0 | 0 | 0 | 0 | 0 | 0
REDN04(PT 4 REDIU)¦ meter SN:1009151000001426
Tensiune reziduală u% | Durata t ms |  |  |  |  | Total
| 10 < t ≤ 200 | 200 < t ≤ 500 | 500 < t ≤ 1000 | 1000 < t ≤ 5000 | 5000 < t ≤ 60000
80 ≤ u < 90 | 0 | 0 | 0 | 0 | 0 | 0
70 ≤ u < 80 | 0 | 0 | 0 | 0 | 0 | 0
40 ≤ u < 70 | 0 | 0 | 0 | 0 | 0 | 0
5 ≤ u < 40 | 0 | 0 | 0 | 0 | 0 | 0
u < 5 | 0 | 0 | 0 | 0 | 0 | 0
Total | 0 | 0 | 0 | 0 | 0 | 0
ROZN01(PT 1 ROZNOV)¦ meter SN:1009151000002497
Tensiune reziduală u% | Durata t ms |  |  |  |  | Total
| 10 < t ≤ 200 | 200 < t ≤ 500 | 500 < t ≤ 1000 | 1000 < t ≤ 5000 | 5000 < t ≤ 60000
80 ≤ u < 90 | 0 | 0 | 0 | 0 | 0 | 0
70 ≤ u < 80 | 0 | 0 | 0 | 0 | 0 | 0
40 ≤ u < 70 | 0 | 0 | 0 | 0 | 0 | 0
5 ≤ u < 40 | 0 | 0 | 0 | 0 | 0 | 0
u < 5 | 0 | 0 | 0 | 0 | 0 | 0
Total | 0 | 0 | 0 | 0 | 0 | 0
ROZN02(PT 2 ROZNOV)¦ meter SN:1009141000001123
Tensiune reziduală u% | Durata t ms |  |  |  |  | Total
| 10 < t ≤ 200 | 200 < t ≤ 500 | 500 < t ≤ 1000 | 1000 < t ≤ 5000 | 5000 < t ≤ 60000
80 ≤ u < 90 | 0 | 0 | 0 | 0 | 0 | 0
70 ≤ u < 80 | 0 | 0 | 0 | 0 | 0 | 0
40 ≤ u < 70 | 0 | 0 | 0 | 0 | 0 | 0
5 ≤ u < 40 | 0 | 0 | 0 | 0 | 0 | 0
u < 5 | 0 | 0 | 0 | 0 | 0 | 0
Total | 0 | 0 | 0 | 0 | 0 | 0
ROZN06(PT 6 ROZNOV)¦ meter SN:1009151000002793
Tensiune reziduală u% | Durata t ms |  |  |  |  | Total
| 10 < t ≤ 200 | 200 < t ≤ 500 | 500 < t ≤ 1000 | 1000 < t ≤ 5000 | 5000 < t ≤ 60000
80 ≤ u < 90 | 0 | 0 | 0 | 0 | 0 | 0
70 ≤ u < 80 | 0 | 0 | 0 | 0 | 0 | 0
40 ≤ u < 70 | 0 | 0 | 0 | 0 | 0 | 0
5 ≤ u < 40 | 0 | 0 | 0 | 0 | 0 | 0
u < 5 | 0 | 0 | 0 | 0 | 0 | 0
Total | 0 | 0 | 0 | 0 | 0 | 0
ROZN07(PT 7 ROZNOV)¦ meter SN:1009151000002209
Tensiune reziduală u% | Durata t ms |  |  |  |  | Total
| 10 < t ≤ 200 | 200 < t ≤ 500 | 500 < t ≤ 1000 | 1000 < t ≤ 5000 | 5000 < t ≤ 60000
80 ≤ u < 90 | 0 | 0 | 0 | 0 | 0 | 0
70 ≤ u < 80 | 0 | 0 | 0 | 0 | 0 | 0
40 ≤ u < 70 | 0 | 0 | 0 | 0 | 0 | 0
5 ≤ u < 40 | 0 | 0 | 0 | 0 | 0 | 0
u < 5 | 0 | 0 | 0 | 0 | 0 | 0
Total | 0 | 0 | 0 | 0 | 0 | 0
ROZN08(PT 8 ROZNOV)¦ meter SN:1009151000002824
Tensiune reziduală u% | Durata t ms |  |  |  |  | Total
| 10 < t ≤ 200 | 200 < t ≤ 500 | 500 < t ≤ 1000 | 1000 < t ≤ 5000 | 5000 < t ≤ 60000
80 ≤ u < 90 | 0 | 0 | 0 | 0 | 0 | 0
70 ≤ u < 80 | 0 | 0 | 0 | 0 | 0 | 0
40 ≤ u < 70 | 0 | 0 | 0 | 0 | 0 | 0
5 ≤ u < 40 | 0 | 0 | 0 | 0 | 0 | 0
u < 5 | 0 | 0 | 0 | 0 | 0 | 0
Total | 0 | 0 | 0 | 0 | 0 | 0
ROZN09(PT 9 ROZNOV)¦ meter SN:1009151000002412
Tensiune reziduală u% | Durata t ms |  |  |  |  | Total
| 10 < t ≤ 200 | 200 < t ≤ 500 | 500 < t ≤ 1000 | 1000 < t ≤ 5000 | 5000 < t ≤ 60000
80 ≤ u < 90 | 0 | 0 | 0 | 0 | 0 | 0
70 ≤ u < 80 | 0 | 0 | 0 | 0 | 0 | 0
40 ≤ u < 70 | 0 | 0 | 0 | 0 | 0 | 0
5 ≤ u < 40 | 0 | 0 | 0 | 0 | 0 | 0
u < 5 | 0 | 0 | 0 | 0 | 0 | 0
Total | 0 | 0 | 0 | 0 | 0 | 0
ROZN10(PT 10 ROZNOV)¦ meter SN:1009151000002194
Tensiune reziduală u% | Durata t ms |  |  |  |  | Total
| 10 < t ≤ 200 | 200 < t ≤ 500 | 500 < t ≤ 1000 | 1000 < t ≤ 5000 | 5000 < t ≤ 60000
80 ≤ u < 90 | 0 | 0 | 0 | 0 | 0 | 0
70 ≤ u < 80 | 0 | 0 | 0 | 0 | 0 | 0
40 ≤ u < 70 | 0 | 0 | 0 | 0 | 0 | 0
5 ≤ u < 40 | 0 | 0 | 0 | 0 | 0 | 0
u < 5 | 0 | 0 | 0 | 0 | 0 | 0
Total | 0 | 0 | 0 | 0 | 0 | 0
ROZN11(PT 11 ROZNOV)¦ meter SN:1009151000002426
Tensiune reziduală u% | Durata t ms |  |  |  |  | Total
| 10 < t ≤ 200 | 200 < t ≤ 500 | 500 < t ≤ 1000 | 1000 < t ≤ 5000 | 5000 < t ≤ 60000
80 ≤ u < 90 | 0 | 0 | 0 | 0 | 0 | 0
70 ≤ u < 80 | 0 | 0 | 0 | 0 | 0 | 0
40 ≤ u < 70 | 0 | 0 | 0 | 0 | 0 | 0
5 ≤ u < 40 | 0 | 0 | 0 | 0 | 0 | 0
u < 5 | 0 | 0 | 0 | 0 | 0 | 0
Total | 0 | 0 | 0 | 0 | 0 | 0
ROZN14(PT 14 ROZNOV)¦ meter SN:1009151000002436
Tensiune reziduală u% | Durata t ms |  |  |  |  | Total
| 10 < t ≤ 200 | 200 < t ≤ 500 | 500 < t ≤ 1000 | 1000 < t ≤ 5000 | 5000 < t ≤ 60000
80 ≤ u < 90 | 0 | 0 | 0 | 0 | 0 | 0
70 ≤ u < 80 | 0 | 0 | 0 | 0 | 0 | 0
40 ≤ u < 70 | 0 | 0 | 0 | 0 | 0 | 0
5 ≤ u < 40 | 0 | 0 | 0 | 0 | 0 | 0
u < 5 | 0 | 0 | 0 | 0 | 0 | 0
Total | 0 | 0 | 0 | 0 | 0 | 0
ROZN15(PT 15 ROZNOV)¦ meter SN:1009151000002494
Tensiune reziduală u% | Durata t ms |  |  |  |  | Total
| 10 < t ≤ 200 | 200 < t ≤ 500 | 500 < t ≤ 1000 | 1000 < t ≤ 5000 | 5000 < t ≤ 60000
80 ≤ u < 90 | 0 | 0 | 0 | 0 | 0 | 0
70 ≤ u < 80 | 0 | 0 | 0 | 0 | 0 | 0
40 ≤ u < 70 | 0 | 0 | 0 | 0 | 0 | 0
5 ≤ u < 40 | 0 | 0 | 0 | 0 | 0 | 0
u < 5 | 0 | 0 | 0 | 0 | 0 | 0
Total | 0 | 0 | 0 | 0 | 0 | 0
SLOR01(PT 1 SLOBOZIA)¦ meter SN:1009141000001055
Tensiune reziduală u% | Durata t ms |  |  |  |  | Total
| 10 < t ≤ 200 | 200 < t ≤ 500 | 500 < t ≤ 1000 | 1000 < t ≤ 5000 | 5000 < t ≤ 60000
80 ≤ u < 90 | 0 | 0 | 0 | 0 | 0 | 0
70 ≤ u < 80 | 0 | 0 | 0 | 0 | 0 | 0
40 ≤ u < 70 | 0 | 0 | 0 | 0 | 0 | 0
5 ≤ u < 40 | 0 | 0 | 0 | 0 | 0 | 0
u < 5 | 0 | 0 | 0 | 0 | 0 | 0
Total | 0 | 0 | 0 | 0 | 0 | 0
SLOR03(PT 3 SLOBOZIA)¦ meter SN:1009141000000881
Tensiune reziduală u% | Durata t ms |  |  |  |  | Total
| 10 < t ≤ 200 | 200 < t ≤ 500 | 500 < t ≤ 1000 | 1000 < t ≤ 5000 | 5000 < t ≤ 60000
80 ≤ u < 90 | 0 | 0 | 0 | 0 | 0 | 0
70 ≤ u < 80 | 0 | 0 | 0 | 0 | 0 | 0
40 ≤ u < 70 | 0 | 0 | 0 | 0 | 0 | 0
5 ≤ u < 40 | 0 | 0 | 0 | 0 | 0 | 0
u < 5 | 0 | 0 | 0 | 0 | 0 | 0
Total | 0 | 0 | 0 | 0 | 0 | 0
SLOR05(PT 5 SLOBOZIA)¦ meter SN:1009141000000685
Tensiune reziduală u% | Durata t ms |  |  |  |  | Total
| 10 < t ≤ 200 | 200 < t ≤ 500 | 500 < t ≤ 1000 | 1000 < t ≤ 5000 | 5000 < t ≤ 60000
80 ≤ u < 90 | 0 | 0 | 0 | 0 | 0 | 0
70 ≤ u < 80 | 0 | 0 | 0 | 0 | 0 | 0
40 ≤ u < 70 | 0 | 0 | 0 | 0 | 0 | 0
5 ≤ u < 40 | 0 | 0 | 0 | 0 | 0 | 0
u < 5 | 0 | 0 | 0 | 0 | 0 | 0
Total | 0 | 0 | 0 | 0 | 0 | 0
SLOR06(PT 6 SLOBOZIA)¦ meter SN:1009141000000803
Tensiune reziduală u% | Durata t ms |  |  |  |  | Total
| 10 < t ≤ 200 | 200 < t ≤ 500 | 500 < t ≤ 1000 | 1000 < t ≤ 5000 | 5000 < t ≤ 60000
80 ≤ u < 90 | 0 | 0 | 0 | 0 | 0 | 0
70 ≤ u < 80 | 0 | 0 | 0 | 0 | 0 | 0
40 ≤ u < 70 | 0 | 0 | 0 | 0 | 0 | 0
5 ≤ u < 40 | 0 | 0 | 0 | 0 | 0 | 0
u < 5 | 0 | 0 | 0 | 0 | 0 | 0
Total | 0 | 0 | 0 | 0 | 0 | 0
AGAR01(PT 1 AGARCIA)¦ meter SN:1702234122646032
Tensiune reziduală u% | Durata t ms |  |  |  |  | Total
| 10 < t ≤ 200 | 200 < t ≤ 500 | 500 < t ≤ 1000 | 1000 < t ≤ 5000 | 5000 < t ≤ 60000
80 ≤ u < 90 | 0 | 0 | 0 | 0 | 0 | 0
70 ≤ u < 80 | 0 | 0 | 0 | 0 | 0 | 0
40 ≤ u < 70 | 0 | 0 | 0 | 0 | 0 | 0
5 ≤ u < 40 | 0 | 0 | 0 | 0 | 0 | 0
u < 5 | 0 | 0 | 0 | 0 | 0 | 0
Total | 0 | 0 | 0 | 0 | 0 | 0
AGAR02(PT 2 AGARCIA)¦ meter SN:1702234122646035
Tensiune reziduală u% | Durata t ms |  |  |  |  | Total
| 10 < t ≤ 200 | 200 < t ≤ 500 | 500 < t ≤ 1000 | 1000 < t ≤ 5000 | 5000 < t ≤ 60000
80 ≤ u < 90 | 0 | 0 | 0 | 0 | 0 | 0
70 ≤ u < 80 | 0 | 0 | 0 | 0 | 0 | 0
40 ≤ u < 70 | 0 | 0 | 0 | 0 | 0 | 0
5 ≤ u < 40 | 0 | 0 | 0 | 0 | 0 | 0
u < 5 | 0 | 0 | 0 | 0 | 0 | 0
Total | 0 | 0 | 0 | 0 | 0 | 0
BSTR01(PT 1 BISTRITA)¦ meter SN:1702234122646026
Tensiune reziduală u% | Durata t ms |  |  |  |  | Total
| 10 < t ≤ 200 | 200 < t ≤ 500 | 500 < t ≤ 1000 | 1000 < t ≤ 5000 | 5000 < t ≤ 60000
80 ≤ u < 90 | 0 | 0 | 0 | 0 | 0 | 0
70 ≤ u < 80 | 0 | 0 | 0 | 0 | 0 | 0
40 ≤ u < 70 | 0 | 0 | 0 | 0 | 0 | 0
5 ≤ u < 40 | 0 | 0 | 0 | 0 | 0 | 0
u < 5 | 0 | 0 | 0 | 0 | 0 | 0
Total | 0 | 0 | 0 | 0 | 0 | 0
BSTR02(PT 2 BISTRITA)¦ meter SN:1702334123717689
Tensiune reziduală u% | Durata t ms |  |  |  |  | Total
| 10 < t ≤ 200 | 200 < t ≤ 500 | 500 < t ≤ 1000 | 1000 < t ≤ 5000 | 5000 < t ≤ 60000
80 ≤ u < 90 | 0 | 0 | 0 | 0 | 0 | 0
70 ≤ u < 80 | 0 | 0 | 0 | 0 | 0 | 0
40 ≤ u < 70 | 0 | 0 | 0 | 0 | 0 | 0
5 ≤ u < 40 | 0 | 0 | 0 | 0 | 0 | 0
u < 5 | 0 | 0 | 0 | 0 | 0 | 0
Total | 0 | 0 | 0 | 0 | 0 | 0
BSTR14(PT 14 BISTRITA)¦ meter SN:1702234122646028
Tensiune reziduală u% | Durata t ms |  |  |  |  | Total
| 10 < t ≤ 200 | 200 < t ≤ 500 | 500 < t ≤ 1000 | 1000 < t ≤ 5000 | 5000 < t ≤ 60000
80 ≤ u < 90 | 0 | 0 | 0 | 0 | 0 | 0
70 ≤ u < 80 | 0 | 0 | 0 | 0 | 0 | 0
40 ≤ u < 70 | 0 | 0 | 0 | 0 | 0 | 0
5 ≤ u < 40 | 0 | 0 | 0 | 0 | 0 | 0
u < 5 | 0 | 0 | 0 | 0 | 0 | 0
Total | 0 | 0 | 0 | 0 | 0 | 0
BSTR17(PT 17 BISTRITA)¦ meter SN:1702234122646030
Tensiune reziduală u% | Durata t ms |  |  |  |  | Total
| 10 < t ≤ 200 | 200 < t ≤ 500 | 500 < t ≤ 1000 | 1000 < t ≤ 5000 | 5000 < t ≤ 60000
80 ≤ u < 90 | 0 | 0 | 0 | 0 | 0 | 0
70 ≤ u < 80 | 0 | 0 | 0 | 0 | 0 | 0
40 ≤ u < 70 | 0 | 0 | 0 | 0 | 0 | 0
5 ≤ u < 40 | 0 | 0 | 0 | 0 | 0 | 0
u < 5 | 0 | 0 | 0 | 0 | 0 | 0
Total | 0 | 0 | 0 | 0 | 0 | 0
PING02(PT 2 PINGARATI)¦ meter SN:1009141000000233
Tensiune reziduală u% | Durata t ms |  |  |  |  | Total
| 10 < t ≤ 200 | 200 < t ≤ 500 | 500 < t ≤ 1000 | 1000 < t ≤ 5000 | 5000 < t ≤ 60000
80 ≤ u < 90 | 0 | 0 | 0 | 0 | 0 | 0
70 ≤ u < 80 | 0 | 0 | 0 | 0 | 0 | 0
40 ≤ u < 70 | 0 | 0 | 0 | 0 | 0 | 0
5 ≤ u < 40 | 0 | 0 | 0 | 0 | 0 | 0
u < 5 | 0 | 0 | 0 | 0 | 0 | 0
Total | 0 | 0 | 0 | 0 | 0 | 0
PING08(PT 8 PINGARATI)¦ meter SN:1009151000002515
Tensiune reziduală u% | Durata t ms |  |  |  |  | Total
| 10 < t ≤ 200 | 200 < t ≤ 500 | 500 < t ≤ 1000 | 1000 < t ≤ 5000 | 5000 < t ≤ 60000
80 ≤ u < 90 | 0 | 0 | 0 | 0 | 0 | 0
70 ≤ u < 80 | 0 | 0 | 0 | 0 | 0 | 0
40 ≤ u < 70 | 0 | 0 | 0 | 0 | 0 | 0
5 ≤ u < 40 | 0 | 0 | 0 | 0 | 0 | 0
u < 5 | 0 | 0 | 0 | 0 | 0 | 0
Total | 0 | 0 | 0 | 0 | 0 | 0
PN0002(PT 2 PIATRA NEAMT)¦ meter SN:1702334123978894
Tensiune reziduală u% | Durata t ms |  |  |  |  | Total
| 10 < t ≤ 200 | 200 < t ≤ 500 | 500 < t ≤ 1000 | 1000 < t ≤ 5000 | 5000 < t ≤ 60000
80 ≤ u < 90 | 0 | 0 | 0 | 0 | 0 | 0
70 ≤ u < 80 | 0 | 0 | 0 | 0 | 0 | 0
40 ≤ u < 70 | 0 | 0 | 0 | 0 | 0 | 0
5 ≤ u < 40 | 0 | 0 | 0 | 0 | 0 | 0
u < 5 | 0 | 0 | 0 | 0 | 0 | 0
Total | 0 | 0 | 0 | 0 | 0 | 0
PN0004(PT 4 PIATRA NEAMT)¦ meter SN:1009141000001012
Tensiune reziduală u% | Durata t ms |  |  |  |  | Total
| 10 < t ≤ 200 | 200 < t ≤ 500 | 500 < t ≤ 1000 | 1000 < t ≤ 5000 | 5000 < t ≤ 60000
80 ≤ u < 90 | 0 | 0 | 0 | 0 | 0 | 0
70 ≤ u < 80 | 0 | 0 | 0 | 0 | 0 | 0
40 ≤ u < 70 | 0 | 0 | 0 | 0 | 0 | 0
5 ≤ u < 40 | 0 | 0 | 0 | 0 | 0 | 0
u < 5 | 0 | 0 | 0 | 0 | 0 | 0
Total | 0 | 0 | 0 | 0 | 0 | 0
PN0010(PT 10 PIATRA NEAMT)¦ meter SN:1702234122646024
Tensiune reziduală u% | Durata t ms |  |  |  |  | Total
| 10 < t ≤ 200 | 200 < t ≤ 500 | 500 < t ≤ 1000 | 1000 < t ≤ 5000 | 5000 < t ≤ 60000
80 ≤ u < 90 | 0 | 0 | 0 | 2 | 3 | 5
70 ≤ u < 80 | 0 | 0 | 0 | 0 | 0 | 0
40 ≤ u < 70 | 0 | 0 | 0 | 0 | 0 | 0
5 ≤ u < 40 | 0 | 0 | 0 | 0 | 0 | 0
u < 5 | 0 | 0 | 0 | 0 | 0 | 0
Total | 0 | 0 | 0 | 2 | 3 | 5
PN0016(PT 16 PIATRA NEAMT)¦ meter SN:1702234122646016
Tensiune reziduală u% | Durata t ms |  |  |  |  | Total
| 10 < t ≤ 200 | 200 < t ≤ 500 | 500 < t ≤ 1000 | 1000 < t ≤ 5000 | 5000 < t ≤ 60000
80 ≤ u < 90 | 0 | 0 | 0 | 0 | 0 | 0
70 ≤ u < 80 | 0 | 0 | 0 | 0 | 0 | 0
40 ≤ u < 70 | 0 | 0 | 0 | 0 | 0 | 0
5 ≤ u < 40 | 0 | 0 | 0 | 0 | 0 | 0
u < 5 | 0 | 0 | 0 | 0 | 0 | 0
Total | 0 | 0 | 0 | 0 | 0 | 0
PN0017(PT 17 PIATRA NEAMT)¦ meter SN:1702234122711218
Tensiune reziduală u% | Durata t ms |  |  |  |  | Total
| 10 < t ≤ 200 | 200 < t ≤ 500 | 500 < t ≤ 1000 | 1000 < t ≤ 5000 | 5000 < t ≤ 60000
80 ≤ u < 90 | 0 | 0 | 0 | 0 | 0 | 0
70 ≤ u < 80 | 0 | 0 | 0 | 0 | 0 | 0
40 ≤ u < 70 | 0 | 0 | 0 | 0 | 0 | 0
5 ≤ u < 40 | 0 | 0 | 0 | 0 | 0 | 0
u < 5 | 0 | 0 | 0 | 0 | 0 | 0
Total | 0 | 0 | 0 | 0 | 0 | 0
PN0207(PT 207 PIATRA NEAMT)¦ meter SN:1702234122711192
Tensiune reziduală u% | Durata t ms |  |  |  |  | Total
| 10 < t ≤ 200 | 200 < t ≤ 500 | 500 < t ≤ 1000 | 1000 < t ≤ 5000 | 5000 < t ≤ 60000
80 ≤ u < 90 | 0 | 0 | 0 | 0 | 0 | 0
70 ≤ u < 80 | 0 | 0 | 0 | 0 | 0 | 0
40 ≤ u < 70 | 0 | 0 | 0 | 0 | 0 | 0
5 ≤ u < 40 | 0 | 0 | 0 | 0 | 0 | 0
u < 5 | 0 | 0 | 0 | 0 | 0 | 0
Total | 0 | 0 | 0 | 0 | 0 | 0
PRLP01(PT 1 PRELUCA)¦ meter SN:1702334123717678
Tensiune reziduală u% | Durata t ms |  |  |  |  | Total
| 10 < t ≤ 200 | 200 < t ≤ 500 | 500 < t ≤ 1000 | 1000 < t ≤ 5000 | 5000 < t ≤ 60000
80 ≤ u < 90 | 0 | 0 | 0 | 0 | 0 | 0
70 ≤ u < 80 | 0 | 0 | 0 | 0 | 0 | 0
40 ≤ u < 70 | 0 | 0 | 0 | 0 | 0 | 0
5 ≤ u < 40 | 0 | 0 | 0 | 0 | 0 | 0
u < 5 | 0 | 0 | 0 | 0 | 0 | 0
Total | 0 | 0 | 0 | 0 | 0 | 0
PRLP04(PT4 PRELUCA)¦ meter SN:1702334123717680
Tensiune reziduală u% | Durata t ms |  |  |  |  | Total
| 10 < t ≤ 200 | 200 < t ≤ 500 | 500 < t ≤ 1000 | 1000 < t ≤ 5000 | 5000 < t ≤ 60000
80 ≤ u < 90 | 0 | 0 | 0 | 0 | 0 | 0
70 ≤ u < 80 | 0 | 0 | 0 | 0 | 0 | 0
40 ≤ u < 70 | 0 | 0 | 0 | 0 | 0 | 0
5 ≤ u < 40 | 0 | 0 | 0 | 0 | 0 | 0
u < 5 | 0 | 0 | 0 | 0 | 0 | 0
Total | 0 | 0 | 0 | 0 | 0 | 0
SCAR01(PT 1 SCARICICA)¦ meter SN:1702334123717681
Tensiune reziduală u% | Durata t ms |  |  |  |  | Total
| 10 < t ≤ 200 | 200 < t ≤ 500 | 500 < t ≤ 1000 | 1000 < t ≤ 5000 | 5000 < t ≤ 60000
80 ≤ u < 90 | 0 | 0 | 0 | 0 | 0 | 0
70 ≤ u < 80 | 0 | 0 | 0 | 0 | 0 | 0
40 ≤ u < 70 | 0 | 0 | 0 | 0 | 0 | 0
5 ≤ u < 40 | 0 | 0 | 0 | 0 | 0 | 0
u < 5 | 0 | 0 | 0 | 0 | 0 | 0
Total | 0 | 0 | 0 | 0 | 0 | 0
SCAR03(PT 3 SCARICICA)¦ meter SN:1702434126423104
Tensiune reziduală u% | Durata t ms |  |  |  |  | Total
| 10 < t ≤ 200 | 200 < t ≤ 500 | 500 < t ≤ 1000 | 1000 < t ≤ 5000 | 5000 < t ≤ 60000
80 ≤ u < 90 | 0 | 0 | 0 | 0 | 0 | 0
70 ≤ u < 80 | 0 | 0 | 0 | 0 | 0 | 0
40 ≤ u < 70 | 0 | 0 | 0 | 0 | 0 | 0
5 ≤ u < 40 | 0 | 0 | 0 | 0 | 0 | 0
u < 5 | 0 | 0 | 0 | 0 | 0 | 0
Total | 0 | 0 | 0 | 0 | 0 | 0
VIIN01(PT 1 VIISOARA)¦ meter SN:1702234122646034
Tensiune reziduală u% | Durata t ms |  |  |  |  | Total
| 10 < t ≤ 200 | 200 < t ≤ 500 | 500 < t ≤ 1000 | 1000 < t ≤ 5000 | 5000 < t ≤ 60000
80 ≤ u < 90 | 0 | 0 | 0 | 0 | 0 | 0
70 ≤ u < 80 | 0 | 0 | 0 | 0 | 0 | 0
40 ≤ u < 70 | 0 | 0 | 0 | 0 | 0 | 0
5 ≤ u < 40 | 0 | 0 | 0 | 0 | 0 | 0
u < 5 | 0 | 0 | 0 | 0 | 0 | 0
Total | 0 | 0 | 0 | 0 | 0 | 0
VIIN03(PT 3 VIISOARA)¦ meter SN:1702334123717682
Tensiune reziduală u% | Durata t ms |  |  |  |  | Total
| 10 < t ≤ 200 | 200 < t ≤ 500 | 500 < t ≤ 1000 | 1000 < t ≤ 5000 | 5000 < t ≤ 60000
80 ≤ u < 90 | 0 | 0 | 0 | 0 | 0 | 0
70 ≤ u < 80 | 0 | 0 | 0 | 0 | 0 | 0
40 ≤ u < 70 | 0 | 0 | 0 | 0 | 0 | 0
5 ≤ u < 40 | 0 | 0 | 0 | 0 | 0 | 0
u < 5 | 0 | 0 | 0 | 0 | 0 | 0
Total | 0 | 0 | 0 | 0 | 0 | 0
VIIN04(PT 4 VIISOARA)¦ meter SN:1009141000000296
Tensiune reziduală u% | Durata t ms |  |  |  |  | Total
| 10 < t ≤ 200 | 200 < t ≤ 500 | 500 < t ≤ 1000 | 1000 < t ≤ 5000 | 5000 < t ≤ 60000
80 ≤ u < 90 | 0 | 0 | 0 | 0 | 0 | 0
70 ≤ u < 80 | 0 | 0 | 0 | 0 | 0 | 0
40 ≤ u < 70 | 0 | 0 | 0 | 0 | 0 | 0
5 ≤ u < 40 | 0 | 0 | 0 | 0 | 0 | 0
u < 5 | 0 | 0 | 0 | 0 | 0 | 0
Total | 0 | 0 | 0 | 0 | 0 | 0
VIIN08(PT 8 VIISOARA)¦ meter SN:1702234122646031
Tensiune reziduală u% | Durata t ms |  |  |  |  | Total
| 10 < t ≤ 200 | 200 < t ≤ 500 | 500 < t ≤ 1000 | 1000 < t ≤ 5000 | 5000 < t ≤ 60000
80 ≤ u < 90 | 0 | 0 | 0 | 621 | 330 | 951
70 ≤ u < 80 | 0 | 0 | 0 | 0 | 0 | 0
40 ≤ u < 70 | 0 | 0 | 0 | 0 | 0 | 0
5 ≤ u < 40 | 0 | 0 | 0 | 0 | 0 | 0
u < 5 | 0 | 0 | 0 | 0 | 0 | 0
Total | 0 | 0 | 0 | 621 | 330 | 951
DRAG01(PT 1 DRAGOMIRESTI)¦ meter SN:1009151000002529
Tensiune reziduală u% | Durata t ms |  |  |  |  | Total
| 10 < t ≤ 200 | 200 < t ≤ 500 | 500 < t ≤ 1000 | 1000 < t ≤ 5000 | 5000 < t ≤ 60000
80 ≤ u < 90 | 0 | 0 | 0 | 0 | 0 | 0
70 ≤ u < 80 | 0 | 0 | 0 | 0 | 0 | 0
40 ≤ u < 70 | 0 | 0 | 0 | 0 | 0 | 0
5 ≤ u < 40 | 0 | 0 | 0 | 0 | 0 | 0
u < 5 | 0 | 0 | 0 | 0 | 0 | 0
Total | 0 | 0 | 0 | 0 | 0 | 0
VADD02(PT 2 VAD)¦ meter SN:1009151000002355
Tensiune reziduală u% | Durata t ms |  |  |  |  | Total
| 10 < t ≤ 200 | 200 < t ≤ 500 | 500 < t ≤ 1000 | 1000 < t ≤ 5000 | 5000 < t ≤ 60000
80 ≤ u < 90 | 0 | 0 | 0 | 0 | 0 | 0
70 ≤ u < 80 | 0 | 0 | 0 | 0 | 0 | 0
40 ≤ u < 70 | 0 | 0 | 0 | 0 | 0 | 0
5 ≤ u < 40 | 0 | 0 | 0 | 0 | 0 | 0
u < 5 | 0 | 0 | 0 | 0 | 0 | 0
Total | 0 | 0 | 0 | 0 | 0 | 0

## NT20(ROMAN)
ROM032(PTCZ 32 ROMAN)¦ meter SN:1009151000002591
Tensiune reziduală u% | Durata t ms |  |  |  |  | Total
| 10 < t ≤ 200 | 200 < t ≤ 500 | 500 < t ≤ 1000 | 1000 < t ≤ 5000 | 5000 < t ≤ 60000
80 ≤ u < 90 | 0 | 0 | 0 | 0 | 0 | 0
70 ≤ u < 80 | 0 | 0 | 0 | 0 | 0 | 0
40 ≤ u < 70 | 0 | 0 | 0 | 0 | 0 | 0
5 ≤ u < 40 | 0 | 0 | 0 | 0 | 0 | 0
u < 5 | 0 | 0 | 0 | 0 | 0 | 0
Total | 0 | 0 | 0 | 0 | 0 | 0
ROM071(PTCZ 71 ROMAN)¦ meter SN:1702234122646012
Tensiune reziduală u% | Durata t ms |  |  |  |  | Total
| 10 < t ≤ 200 | 200 < t ≤ 500 | 500 < t ≤ 1000 | 1000 < t ≤ 5000 | 5000 < t ≤ 60000
80 ≤ u < 90 | 0 | 0 | 0 | 0 | 0 | 0
70 ≤ u < 80 | 0 | 0 | 0 | 0 | 0 | 0
40 ≤ u < 70 | 0 | 0 | 0 | 0 | 0 | 0
5 ≤ u < 40 | 0 | 0 | 0 | 0 | 0 | 0
u < 5 | 0 | 0 | 0 | 0 | 0 | 0
Total | 0 | 0 | 0 | 0 | 0 | 0
ROM201(PT 201 ROMAN)¦ meter SN:1009151000002754
Tensiune reziduală u% | Durata t ms |  |  |  |  | Total
| 10 < t ≤ 200 | 200 < t ≤ 500 | 500 < t ≤ 1000 | 1000 < t ≤ 5000 | 5000 < t ≤ 60000
80 ≤ u < 90 | 0 | 0 | 0 | 0 | 0 | 0
70 ≤ u < 80 | 0 | 0 | 0 | 0 | 0 | 0
40 ≤ u < 70 | 0 | 0 | 0 | 0 | 0 | 0
5 ≤ u < 40 | 0 | 0 | 0 | 0 | 0 | 0
u < 5 | 0 | 0 | 0 | 0 | 0 | 0
Total | 0 | 0 | 0 | 0 | 0 | 0
ROM024(PTCZ 24 ROMAN)¦ meter SN:1702234122646017
Tensiune reziduală u% | Durata t ms |  |  |  |  | Total
| 10 < t ≤ 200 | 200 < t ≤ 500 | 500 < t ≤ 1000 | 1000 < t ≤ 5000 | 5000 < t ≤ 60000
80 ≤ u < 90 | 0 | 0 | 0 | 0 | 0 | 0
70 ≤ u < 80 | 0 | 0 | 0 | 0 | 0 | 0
40 ≤ u < 70 | 0 | 0 | 0 | 0 | 0 | 0
5 ≤ u < 40 | 0 | 0 | 0 | 0 | 0 | 0
u < 5 | 0 | 0 | 0 | 0 | 0 | 0
Total | 0 | 0 | 0 | 0 | 0 | 0
ROM033(PTCZ 33 ROMAN)¦ meter SN:1702234122711210
Tensiune reziduală u% | Durata t ms |  |  |  |  | Total
| 10 < t ≤ 200 | 200 < t ≤ 500 | 500 < t ≤ 1000 | 1000 < t ≤ 5000 | 5000 < t ≤ 60000
80 ≤ u < 90 | 0 | 0 | 0 | 0 | 0 | 0
70 ≤ u < 80 | 0 | 0 | 0 | 0 | 0 | 0
40 ≤ u < 70 | 0 | 0 | 0 | 0 | 0 | 0
5 ≤ u < 40 | 0 | 0 | 0 | 0 | 0 | 0
u < 5 | 0 | 0 | 0 | 0 | 0 | 0
Total | 0 | 0 | 0 | 0 | 0 | 0
ROM182(PTAB 182 ROMAN)¦ meter SN:1009151000002546
Tensiune reziduală u% | Durata t ms |  |  |  |  | Total
| 10 < t ≤ 200 | 200 < t ≤ 500 | 500 < t ≤ 1000 | 1000 < t ≤ 5000 | 5000 < t ≤ 60000
80 ≤ u < 90 | 0 | 0 | 0 | 0 | 0 | 0
70 ≤ u < 80 | 0 | 0 | 0 | 0 | 0 | 0
40 ≤ u < 70 | 0 | 0 | 0 | 0 | 0 | 0
5 ≤ u < 40 | 0 | 0 | 0 | 0 | 0 | 0
u < 5 | 0 | 0 | 0 | 0 | 0 | 0
Total | 0 | 0 | 0 | 0 | 0 | 0
ADJU01(PTA 1 ADJUDENI)¦ meter SN:1009141000001091
Tensiune reziduală u% | Durata t ms |  |  |  |  | Total
| 10 < t ≤ 200 | 200 < t ≤ 500 | 500 < t ≤ 1000 | 1000 < t ≤ 5000 | 5000 < t ≤ 60000
80 ≤ u < 90 | 0 | 0 | 0 | 0 | 0 | 0
70 ≤ u < 80 | 0 | 0 | 0 | 0 | 0 | 0
40 ≤ u < 70 | 0 | 0 | 0 | 0 | 0 | 0
5 ≤ u < 40 | 0 | 0 | 0 | 0 | 0 | 0
u < 5 | 0 | 0 | 0 | 0 | 0 | 0
Total | 0 | 0 | 0 | 0 | 0 | 0
ADJU02(PTA 2 ADJUDENI)¦ meter SN:1009141000000576
Tensiune reziduală u% | Durata t ms |  |  |  |  | Total
| 10 < t ≤ 200 | 200 < t ≤ 500 | 500 < t ≤ 1000 | 1000 < t ≤ 5000 | 5000 < t ≤ 60000
80 ≤ u < 90 | 0 | 0 | 0 | 0 | 0 | 0
70 ≤ u < 80 | 0 | 0 | 0 | 0 | 0 | 0
40 ≤ u < 70 | 0 | 0 | 0 | 0 | 0 | 0
5 ≤ u < 40 | 0 | 0 | 0 | 0 | 0 | 0
u < 5 | 0 | 0 | 0 | 0 | 0 | 0
Total | 0 | 0 | 0 | 0 | 0 | 0
ADJU03(PTA 3 ADJUDENI)¦ meter SN:1009141000000649
Tensiune reziduală u% | Durata t ms |  |  |  |  | Total
| 10 < t ≤ 200 | 200 < t ≤ 500 | 500 < t ≤ 1000 | 1000 < t ≤ 5000 | 5000 < t ≤ 60000
80 ≤ u < 90 | 0 | 0 | 0 | 0 | 0 | 0
70 ≤ u < 80 | 0 | 0 | 0 | 0 | 0 | 0
40 ≤ u < 70 | 0 | 0 | 0 | 0 | 0 | 0
5 ≤ u < 40 | 0 | 0 | 0 | 0 | 0 | 0
u < 5 | 0 | 0 | 0 | 0 | 0 | 0
Total | 0 | 0 | 0 | 0 | 0 | 0
ADJU04(PTA 4 ADJUDENI)¦ meter SN:1009141000001083
Tensiune reziduală u% | Durata t ms |  |  |  |  | Total
| 10 < t ≤ 200 | 200 < t ≤ 500 | 500 < t ≤ 1000 | 1000 < t ≤ 5000 | 5000 < t ≤ 60000
80 ≤ u < 90 | 0 | 0 | 0 | 0 | 0 | 0
70 ≤ u < 80 | 0 | 0 | 0 | 0 | 0 | 0
40 ≤ u < 70 | 0 | 0 | 0 | 0 | 0 | 0
5 ≤ u < 40 | 0 | 0 | 0 | 0 | 0 | 0
u < 5 | 0 | 0 | 0 | 0 | 0 | 0
Total | 0 | 0 | 0 | 0 | 0 | 0
ADJU05(PTA 5 ADJUDENI)¦ meter SN:1009141000000578
Tensiune reziduală u% | Durata t ms |  |  |  |  | Total
| 10 < t ≤ 200 | 200 < t ≤ 500 | 500 < t ≤ 1000 | 1000 < t ≤ 5000 | 5000 < t ≤ 60000
80 ≤ u < 90 | 0 | 0 | 0 | 0 | 0 | 0
70 ≤ u < 80 | 0 | 0 | 0 | 0 | 0 | 0
40 ≤ u < 70 | 0 | 0 | 0 | 0 | 0 | 0
5 ≤ u < 40 | 0 | 0 | 0 | 0 | 0 | 0
u < 5 | 0 | 0 | 0 | 0 | 0 | 0
Total | 0 | 0 | 0 | 0 | 0 | 0
ADJU06(PTA 6 ADJUDENI)¦ meter SN:1009141000001066
Tensiune reziduală u% | Durata t ms |  |  |  |  | Total
| 10 < t ≤ 200 | 200 < t ≤ 500 | 500 < t ≤ 1000 | 1000 < t ≤ 5000 | 5000 < t ≤ 60000
80 ≤ u < 90 | 0 | 0 | 0 | 0 | 0 | 0
70 ≤ u < 80 | 0 | 0 | 0 | 0 | 0 | 0
40 ≤ u < 70 | 0 | 0 | 0 | 0 | 0 | 0
5 ≤ u < 40 | 0 | 0 | 0 | 0 | 0 | 0
u < 5 | 0 | 0 | 0 | 0 | 0 | 0
Total | 0 | 0 | 0 | 0 | 0 | 0
AVRS01(PTA 1 AVERESTI)¦ meter SN:1009151000002778
Tensiune reziduală u% | Durata t ms |  |  |  |  | Total
| 10 < t ≤ 200 | 200 < t ≤ 500 | 500 < t ≤ 1000 | 1000 < t ≤ 5000 | 5000 < t ≤ 60000
80 ≤ u < 90 | 0 | 0 | 0 | 0 | 0 | 0
70 ≤ u < 80 | 0 | 0 | 0 | 0 | 0 | 0
40 ≤ u < 70 | 0 | 0 | 0 | 0 | 0 | 0
5 ≤ u < 40 | 0 | 0 | 0 | 0 | 0 | 0
u < 5 | 0 | 0 | 0 | 0 | 0 | 0
Total | 0 | 0 | 0 | 0 | 0 | 0
AVRS02(PTA 2 AVERESTI)¦ meter SN:1009151000002206
Tensiune reziduală u% | Durata t ms |  |  |  |  | Total
| 10 < t ≤ 200 | 200 < t ≤ 500 | 500 < t ≤ 1000 | 1000 < t ≤ 5000 | 5000 < t ≤ 60000
80 ≤ u < 90 | 0 | 0 | 0 | 0 | 0 | 0
70 ≤ u < 80 | 0 | 0 | 0 | 0 | 0 | 0
40 ≤ u < 70 | 0 | 0 | 0 | 0 | 0 | 0
5 ≤ u < 40 | 0 | 0 | 0 | 0 | 0 | 0
u < 5 | 0 | 0 | 0 | 0 | 0 | 0
Total | 0 | 0 | 0 | 0 | 0 | 0
AVRS03(PTA 3 AVERESTI)¦ meter SN:1009151000002414
Tensiune reziduală u% | Durata t ms |  |  |  |  | Total
| 10 < t ≤ 200 | 200 < t ≤ 500 | 500 < t ≤ 1000 | 1000 < t ≤ 5000 | 5000 < t ≤ 60000
80 ≤ u < 90 | 0 | 0 | 0 | 0 | 0 | 0
70 ≤ u < 80 | 0 | 0 | 0 | 0 | 0 | 0
40 ≤ u < 70 | 0 | 0 | 0 | 0 | 0 | 0
5 ≤ u < 40 | 0 | 0 | 0 | 0 | 0 | 0
u < 5 | 0 | 0 | 0 | 0 | 0 | 0
Total | 0 | 0 | 0 | 0 | 0 | 0
BAST01(PTA 1 BASTA)¦ meter SN:1009151000001516
Tensiune reziduală u% | Durata t ms |  |  |  |  | Total
| 10 < t ≤ 200 | 200 < t ≤ 500 | 500 < t ≤ 1000 | 1000 < t ≤ 5000 | 5000 < t ≤ 60000
80 ≤ u < 90 | 0 | 0 | 0 | 0 | 0 | 0
70 ≤ u < 80 | 0 | 0 | 0 | 0 | 0 | 0
40 ≤ u < 70 | 0 | 0 | 0 | 0 | 0 | 0
5 ≤ u < 40 | 0 | 0 | 0 | 0 | 0 | 0
u < 5 | 0 | 0 | 0 | 0 | 0 | 0
Total | 0 | 0 | 0 | 0 | 0 | 0
BAST02(PTA 2 BASTA)¦ meter SN:1009151000001467
Tensiune reziduală u% | Durata t ms |  |  |  |  | Total
| 10 < t ≤ 200 | 200 < t ≤ 500 | 500 < t ≤ 1000 | 1000 < t ≤ 5000 | 5000 < t ≤ 60000
80 ≤ u < 90 | 0 | 0 | 0 | 0 | 0 | 0
70 ≤ u < 80 | 0 | 0 | 0 | 0 | 0 | 0
40 ≤ u < 70 | 0 | 0 | 0 | 0 | 0 | 0
5 ≤ u < 40 | 0 | 0 | 0 | 0 | 0 | 0
u < 5 | 0 | 0 | 0 | 0 | 0 | 0
Total | 0 | 0 | 0 | 0 | 0 | 0
BATR01(PTA 1 BATRINESTI)¦ meter SN:1009151000002357
Tensiune reziduală u% | Durata t ms |  |  |  |  | Total
| 10 < t ≤ 200 | 200 < t ≤ 500 | 500 < t ≤ 1000 | 1000 < t ≤ 5000 | 5000 < t ≤ 60000
80 ≤ u < 90 | 0 | 0 | 0 | 0 | 0 | 0
70 ≤ u < 80 | 0 | 0 | 0 | 0 | 0 | 0
40 ≤ u < 70 | 0 | 0 | 0 | 0 | 0 | 0
5 ≤ u < 40 | 0 | 0 | 0 | 0 | 0 | 0
u < 5 | 0 | 0 | 0 | 0 | 0 | 0
Total | 0 | 0 | 0 | 0 | 0 | 0
BDSF01(PTA 1 BUDESTI)¦ meter SN:1009151000002568
Tensiune reziduală u% | Durata t ms |  |  |  |  | Total
| 10 < t ≤ 200 | 200 < t ≤ 500 | 500 < t ≤ 1000 | 1000 < t ≤ 5000 | 5000 < t ≤ 60000
80 ≤ u < 90 | 0 | 0 | 0 | 0 | 0 | 0
70 ≤ u < 80 | 0 | 0 | 0 | 0 | 0 | 0
40 ≤ u < 70 | 0 | 0 | 0 | 0 | 0 | 0
5 ≤ u < 40 | 0 | 0 | 0 | 0 | 0 | 0
u < 5 | 0 | 0 | 0 | 0 | 0 | 0
Total | 0 | 0 | 0 | 0 | 0 | 0
BDSF02(PTA 2 BUDESTI)¦ meter SN:1009151000002533
Tensiune reziduală u% | Durata t ms |  |  |  |  | Total
| 10 < t ≤ 200 | 200 < t ≤ 500 | 500 < t ≤ 1000 | 1000 < t ≤ 5000 | 5000 < t ≤ 60000
80 ≤ u < 90 | 0 | 0 | 0 | 0 | 0 | 0
70 ≤ u < 80 | 0 | 0 | 0 | 0 | 0 | 0
40 ≤ u < 70 | 0 | 0 | 0 | 0 | 0 | 0
5 ≤ u < 40 | 0 | 0 | 0 | 0 | 0 | 0
u < 5 | 0 | 0 | 0 | 0 | 0 | 0
Total | 0 | 0 | 0 | 0 | 0 | 0
BDSF03(PTA 3 BUDESTI)¦ meter SN:1009151000002532
Tensiune reziduală u% | Durata t ms |  |  |  |  | Total
| 10 < t ≤ 200 | 200 < t ≤ 500 | 500 < t ≤ 1000 | 1000 < t ≤ 5000 | 5000 < t ≤ 60000
80 ≤ u < 90 | 0 | 0 | 0 | 0 | 0 | 0
70 ≤ u < 80 | 0 | 0 | 0 | 0 | 0 | 0
40 ≤ u < 70 | 0 | 0 | 0 | 0 | 0 | 0
5 ≤ u < 40 | 0 | 0 | 0 | 0 | 0 | 0
u < 5 | 0 | 0 | 0 | 0 | 0 | 0
Total | 0 | 0 | 0 | 0 | 0 | 0
BIRA01(PTA 1 BIRA)¦ meter SN:1009151000002313
Tensiune reziduală u% | Durata t ms |  |  |  |  | Total
| 10 < t ≤ 200 | 200 < t ≤ 500 | 500 < t ≤ 1000 | 1000 < t ≤ 5000 | 5000 < t ≤ 60000
80 ≤ u < 90 | 0 | 0 | 0 | 0 | 0 | 0
70 ≤ u < 80 | 0 | 0 | 0 | 0 | 0 | 0
40 ≤ u < 70 | 0 | 0 | 0 | 0 | 0 | 0
5 ≤ u < 40 | 0 | 0 | 0 | 0 | 0 | 0
u < 5 | 0 | 0 | 0 | 0 | 0 | 0
Total | 0 | 0 | 0 | 0 | 0 | 0
BIRA02(PTA 2 BIRA)¦ meter SN:1009151000002312
Tensiune reziduală u% | Durata t ms |  |  |  |  | Total
| 10 < t ≤ 200 | 200 < t ≤ 500 | 500 < t ≤ 1000 | 1000 < t ≤ 5000 | 5000 < t ≤ 60000
80 ≤ u < 90 | 0 | 0 | 0 | 0 | 0 | 0
70 ≤ u < 80 | 0 | 0 | 0 | 0 | 0 | 0
40 ≤ u < 70 | 0 | 0 | 0 | 0 | 0 | 0
5 ≤ u < 40 | 0 | 0 | 0 | 0 | 0 | 0
u < 5 | 0 | 0 | 0 | 0 | 0 | 0
Total | 0 | 0 | 0 | 0 | 0 | 0
BIRA03(PTA 3 BIRA)¦ meter SN:1009151000002234
Tensiune reziduală u% | Durata t ms |  |  |  |  | Total
| 10 < t ≤ 200 | 200 < t ≤ 500 | 500 < t ≤ 1000 | 1000 < t ≤ 5000 | 5000 < t ≤ 60000
80 ≤ u < 90 | 0 | 0 | 0 | 0 | 0 | 0
70 ≤ u < 80 | 0 | 0 | 0 | 0 | 0 | 0
40 ≤ u < 70 | 0 | 0 | 0 | 0 | 0 | 0
5 ≤ u < 40 | 0 | 0 | 0 | 0 | 0 | 0
u < 5 | 0 | 0 | 0 | 0 | 0 | 0
Total | 0 | 0 | 0 | 0 | 0 | 0
BIRA04(PTA 4 BIRA)¦ meter SN:1009151000002641
Tensiune reziduală u% | Durata t ms |  |  |  |  | Total
| 10 < t ≤ 200 | 200 < t ≤ 500 | 500 < t ≤ 1000 | 1000 < t ≤ 5000 | 5000 < t ≤ 60000
80 ≤ u < 90 | 0 | 0 | 0 | 0 | 0 | 0
70 ≤ u < 80 | 0 | 0 | 0 | 0 | 0 | 0
40 ≤ u < 70 | 0 | 0 | 0 | 0 | 0 | 0
5 ≤ u < 40 | 0 | 0 | 0 | 0 | 0 | 0
u < 5 | 0 | 0 | 0 | 0 | 0 | 0
Total | 0 | 0 | 0 | 0 | 0 | 0
BIRA06(PTA 6 BIRA)¦ meter SN:1009151000002292
Tensiune reziduală u% | Durata t ms |  |  |  |  | Total
| 10 < t ≤ 200 | 200 < t ≤ 500 | 500 < t ≤ 1000 | 1000 < t ≤ 5000 | 5000 < t ≤ 60000
80 ≤ u < 90 | 0 | 0 | 0 | 0 | 0 | 0
70 ≤ u < 80 | 0 | 0 | 0 | 0 | 0 | 0
40 ≤ u < 70 | 0 | 0 | 0 | 0 | 0 | 0
5 ≤ u < 40 | 0 | 0 | 0 | 0 | 0 | 0
u < 5 | 0 | 0 | 0 | 0 | 0 | 0
Total | 0 | 0 | 0 | 0 | 0 | 0
BIRA08(PTA 8 BIRA)¦ meter SN:1009141000000093
Tensiune reziduală u% | Durata t ms |  |  |  |  | Total
| 10 < t ≤ 200 | 200 < t ≤ 500 | 500 < t ≤ 1000 | 1000 < t ≤ 5000 | 5000 < t ≤ 60000
80 ≤ u < 90 | 0 | 0 | 0 | 0 | 0 | 0
70 ≤ u < 80 | 0 | 0 | 0 | 0 | 0 | 0
40 ≤ u < 70 | 0 | 0 | 0 | 0 | 0 | 0
5 ≤ u < 40 | 0 | 0 | 0 | 0 | 0 | 0
u < 5 | 0 | 0 | 0 | 0 | 0 | 0
Total | 0 | 0 | 0 | 0 | 0 | 0
BLST01(PTA 1 BALUSESTI)¦ meter SN:1009151000002517
Tensiune reziduală u% | Durata t ms |  |  |  |  | Total
| 10 < t ≤ 200 | 200 < t ≤ 500 | 500 < t ≤ 1000 | 1000 < t ≤ 5000 | 5000 < t ≤ 60000
80 ≤ u < 90 | 0 | 0 | 0 | 0 | 0 | 0
70 ≤ u < 80 | 0 | 0 | 0 | 0 | 0 | 0
40 ≤ u < 70 | 0 | 0 | 0 | 0 | 0 | 0
5 ≤ u < 40 | 0 | 0 | 0 | 0 | 0 | 0
u < 5 | 0 | 0 | 0 | 0 | 0 | 0
Total | 0 | 0 | 0 | 0 | 0 | 0
BLST07(PTA 7 BALUSESTI)¦ meter SN:1009151000002548
Tensiune reziduală u% | Durata t ms |  |  |  |  | Total
| 10 < t ≤ 200 | 200 < t ≤ 500 | 500 < t ≤ 1000 | 1000 < t ≤ 5000 | 5000 < t ≤ 60000
80 ≤ u < 90 | 0 | 0 | 0 | 0 | 0 | 0
70 ≤ u < 80 | 0 | 0 | 0 | 0 | 0 | 0
40 ≤ u < 70 | 0 | 0 | 0 | 0 | 0 | 0
5 ≤ u < 40 | 0 | 0 | 0 | 0 | 0 | 0
u < 5 | 0 | 0 | 0 | 0 | 0 | 0
Total | 0 | 0 | 0 | 0 | 0 | 0
BOGH01(PTA 1 BOGHICEA)¦ meter SN:1009151000002327
Tensiune reziduală u% | Durata t ms |  |  |  |  | Total
| 10 < t ≤ 200 | 200 < t ≤ 500 | 500 < t ≤ 1000 | 1000 < t ≤ 5000 | 5000 < t ≤ 60000
80 ≤ u < 90 | 0 | 0 | 0 | 0 | 0 | 0
70 ≤ u < 80 | 0 | 0 | 0 | 0 | 0 | 0
40 ≤ u < 70 | 0 | 0 | 0 | 0 | 0 | 0
5 ≤ u < 40 | 0 | 0 | 0 | 0 | 0 | 0
u < 5 | 0 | 0 | 0 | 0 | 0 | 0
Total | 0 | 0 | 0 | 0 | 0 | 0
BOGH02(PTA 2 BOGHICEA)¦ meter SN:1009151000002301
Tensiune reziduală u% | Durata t ms |  |  |  |  | Total
| 10 < t ≤ 200 | 200 < t ≤ 500 | 500 < t ≤ 1000 | 1000 < t ≤ 5000 | 5000 < t ≤ 60000
80 ≤ u < 90 | 0 | 0 | 0 | 0 | 0 | 0
70 ≤ u < 80 | 0 | 0 | 0 | 0 | 0 | 0
40 ≤ u < 70 | 0 | 0 | 0 | 0 | 0 | 0
5 ≤ u < 40 | 0 | 0 | 0 | 0 | 0 | 0
u < 5 | 0 | 0 | 0 | 0 | 0 | 0
Total | 0 | 0 | 0 | 0 | 0 | 0
BOZI01(PTA 1 BOZIENII DE JOS)¦ meter SN:1009151000002309
Tensiune reziduală u% | Durata t ms |  |  |  |  | Total
| 10 < t ≤ 200 | 200 < t ≤ 500 | 500 < t ≤ 1000 | 1000 < t ≤ 5000 | 5000 < t ≤ 60000
80 ≤ u < 90 | 0 | 0 | 0 | 0 | 0 | 0
70 ≤ u < 80 | 0 | 0 | 0 | 0 | 0 | 0
40 ≤ u < 70 | 0 | 0 | 0 | 0 | 0 | 0
5 ≤ u < 40 | 0 | 0 | 0 | 0 | 0 | 0
u < 5 | 0 | 0 | 0 | 0 | 0 | 0
Total | 0 | 0 | 0 | 0 | 0 | 0
BOZI02(PTA 2 BOZIENII DE JOS)¦ meter SN:1009151000002291
Tensiune reziduală u% | Durata t ms |  |  |  |  | Total
| 10 < t ≤ 200 | 200 < t ≤ 500 | 500 < t ≤ 1000 | 1000 < t ≤ 5000 | 5000 < t ≤ 60000
80 ≤ u < 90 | 0 | 0 | 0 | 0 | 0 | 0
70 ≤ u < 80 | 0 | 0 | 0 | 0 | 0 | 0
40 ≤ u < 70 | 0 | 0 | 0 | 0 | 0 | 0
5 ≤ u < 40 | 0 | 0 | 0 | 0 | 0 | 0
u < 5 | 0 | 0 | 0 | 0 | 0 | 0
Total | 0 | 0 | 0 | 0 | 0 | 0
BOZS01(PTA 1 BOZIENII DE SUS)¦ meter SN:1009151000002666
Tensiune reziduală u% | Durata t ms |  |  |  |  | Total
| 10 < t ≤ 200 | 200 < t ≤ 500 | 500 < t ≤ 1000 | 1000 < t ≤ 5000 | 5000 < t ≤ 60000
80 ≤ u < 90 | 0 | 0 | 0 | 0 | 0 | 0
70 ≤ u < 80 | 0 | 0 | 0 | 0 | 0 | 0
40 ≤ u < 70 | 0 | 0 | 0 | 0 | 0 | 0
5 ≤ u < 40 | 0 | 0 | 0 | 0 | 0 | 0
u < 5 | 0 | 0 | 0 | 0 | 0 | 0
Total | 0 | 0 | 0 | 0 | 0 | 0
BRIT01(PTA 1 BRITCANI)¦ meter SN:1009151000002709
Tensiune reziduală u% | Durata t ms |  |  |  |  | Total
| 10 < t ≤ 200 | 200 < t ≤ 500 | 500 < t ≤ 1000 | 1000 < t ≤ 5000 | 5000 < t ≤ 60000
80 ≤ u < 90 | 0 | 0 | 0 | 0 | 0 | 0
70 ≤ u < 80 | 0 | 0 | 0 | 0 | 0 | 0
40 ≤ u < 70 | 0 | 0 | 0 | 0 | 0 | 0
5 ≤ u < 40 | 0 | 0 | 0 | 0 | 0 | 0
u < 5 | 0 | 0 | 0 | 0 | 0 | 0
Total | 0 | 0 | 0 | 0 | 0 | 0
BUNG01(PTA 1 BUNGHI)¦ meter SN:1009151000002410
Tensiune reziduală u% | Durata t ms |  |  |  |  | Total
| 10 < t ≤ 200 | 200 < t ≤ 500 | 500 < t ≤ 1000 | 1000 < t ≤ 5000 | 5000 < t ≤ 60000
80 ≤ u < 90 | 0 | 0 | 0 | 0 | 0 | 0
70 ≤ u < 80 | 0 | 0 | 0 | 0 | 0 | 0
40 ≤ u < 70 | 0 | 0 | 0 | 0 | 0 | 0
5 ≤ u < 40 | 0 | 0 | 0 | 0 | 0 | 0
u < 5 | 0 | 0 | 0 | 0 | 0 | 0
Total | 0 | 0 | 0 | 0 | 0 | 0
BURE01(PT 1 BURUIENESTI)¦ meter SN:1009151000002672
Tensiune reziduală u% | Durata t ms |  |  |  |  | Total
| 10 < t ≤ 200 | 200 < t ≤ 500 | 500 < t ≤ 1000 | 1000 < t ≤ 5000 | 5000 < t ≤ 60000
80 ≤ u < 90 | 0 | 0 | 0 | 0 | 0 | 0
70 ≤ u < 80 | 0 | 0 | 0 | 0 | 0 | 0
40 ≤ u < 70 | 0 | 0 | 0 | 0 | 0 | 0
5 ≤ u < 40 | 0 | 0 | 0 | 0 | 0 | 0
u < 5 | 0 | 0 | 0 | 0 | 0 | 0
Total | 0 | 0 | 0 | 0 | 0 | 0
BURE02(PTA 2 BURUIENESTI)¦ meter SN:1009151000002599
Tensiune reziduală u% | Durata t ms |  |  |  |  | Total
| 10 < t ≤ 200 | 200 < t ≤ 500 | 500 < t ≤ 1000 | 1000 < t ≤ 5000 | 5000 < t ≤ 60000
80 ≤ u < 90 | 0 | 0 | 0 | 0 | 0 | 0
70 ≤ u < 80 | 0 | 0 | 0 | 0 | 0 | 0
40 ≤ u < 70 | 0 | 0 | 0 | 0 | 0 | 0
5 ≤ u < 40 | 0 | 0 | 0 | 0 | 0 | 0
u < 5 | 0 | 0 | 0 | 0 | 0 | 0
Total | 0 | 0 | 0 | 0 | 0 | 0
BURE03(PTA 3 BURUIENESTI)¦ meter SN:1009151000002538
Tensiune reziduală u% | Durata t ms |  |  |  |  | Total
| 10 < t ≤ 200 | 200 < t ≤ 500 | 500 < t ≤ 1000 | 1000 < t ≤ 5000 | 5000 < t ≤ 60000
80 ≤ u < 90 | 0 | 0 | 0 | 0 | 0 | 0
70 ≤ u < 80 | 0 | 0 | 0 | 0 | 0 | 0
40 ≤ u < 70 | 0 | 0 | 0 | 0 | 0 | 0
5 ≤ u < 40 | 0 | 0 | 0 | 0 | 0 | 0
u < 5 | 0 | 0 | 0 | 0 | 0 | 0
Total | 0 | 0 | 0 | 0 | 0 | 0
CAUS01(PTA 1 CAUSENI)¦ meter SN:1009151000002601
Tensiune reziduală u% | Durata t ms |  |  |  |  | Total
| 10 < t ≤ 200 | 200 < t ≤ 500 | 500 < t ≤ 1000 | 1000 < t ≤ 5000 | 5000 < t ≤ 60000
80 ≤ u < 90 | 0 | 0 | 0 | 0 | 0 | 0
70 ≤ u < 80 | 0 | 0 | 0 | 0 | 0 | 0
40 ≤ u < 70 | 0 | 0 | 0 | 0 | 0 | 0
5 ≤ u < 40 | 0 | 0 | 0 | 0 | 0 | 0
u < 5 | 0 | 0 | 0 | 0 | 0 | 0
Total | 0 | 0 | 0 | 0 | 0 | 0
CIRE01(PTA 1 CIUREA)¦ meter SN:1009151000002534
Tensiune reziduală u% | Durata t ms |  |  |  |  | Total
| 10 < t ≤ 200 | 200 < t ≤ 500 | 500 < t ≤ 1000 | 1000 < t ≤ 5000 | 5000 < t ≤ 60000
80 ≤ u < 90 | 0 | 0 | 0 | 0 | 0 | 0
70 ≤ u < 80 | 0 | 0 | 0 | 0 | 0 | 0
40 ≤ u < 70 | 0 | 0 | 0 | 0 | 0 | 0
5 ≤ u < 40 | 0 | 0 | 0 | 0 | 0 | 0
u < 5 | 0 | 0 | 0 | 0 | 0 | 0
Total | 0 | 0 | 0 | 0 | 0 | 0
CORH01(PTA 1 CORHANA)¦ meter SN:1009151000002577
Tensiune reziduală u% | Durata t ms |  |  |  |  | Total
| 10 < t ≤ 200 | 200 < t ≤ 500 | 500 < t ≤ 1000 | 1000 < t ≤ 5000 | 5000 < t ≤ 60000
80 ≤ u < 90 | 0 | 0 | 0 | 0 | 0 | 0
70 ≤ u < 80 | 0 | 0 | 0 | 0 | 0 | 0
40 ≤ u < 70 | 0 | 0 | 0 | 0 | 0 | 0
5 ≤ u < 40 | 0 | 0 | 0 | 0 | 0 | 0
u < 5 | 0 | 0 | 0 | 0 | 0 | 0
Total | 0 | 0 | 0 | 0 | 0 | 0
COTV01(PTA 1 COTU VAMES)¦ meter SN:1009151000002675
Tensiune reziduală u% | Durata t ms |  |  |  |  | Total
| 10 < t ≤ 200 | 200 < t ≤ 500 | 500 < t ≤ 1000 | 1000 < t ≤ 5000 | 5000 < t ≤ 60000
80 ≤ u < 90 | 0 | 0 | 0 | 0 | 0 | 0
70 ≤ u < 80 | 0 | 0 | 0 | 0 | 0 | 0
40 ≤ u < 70 | 0 | 0 | 0 | 0 | 0 | 0
5 ≤ u < 40 | 0 | 0 | 0 | 0 | 0 | 0
u < 5 | 0 | 0 | 0 | 0 | 0 | 0
Total | 0 | 0 | 0 | 0 | 0 | 0
COTV02(PTA 2 COTU VAMES)¦ meter SN:1009151000002347
Tensiune reziduală u% | Durata t ms |  |  |  |  | Total
| 10 < t ≤ 200 | 200 < t ≤ 500 | 500 < t ≤ 1000 | 1000 < t ≤ 5000 | 5000 < t ≤ 60000
80 ≤ u < 90 | 0 | 0 | 0 | 0 | 0 | 0
70 ≤ u < 80 | 0 | 0 | 0 | 0 | 0 | 0
40 ≤ u < 70 | 0 | 0 | 0 | 0 | 0 | 0
5 ≤ u < 40 | 0 | 0 | 0 | 0 | 0 | 0
u < 5 | 0 | 0 | 0 | 0 | 0 | 0
Total | 0 | 0 | 0 | 0 | 0 | 0
COTV03(PTA 3 COTU VAMES)¦ meter SN:1009151000002755
Tensiune reziduală u% | Durata t ms |  |  |  |  | Total
| 10 < t ≤ 200 | 200 < t ≤ 500 | 500 < t ≤ 1000 | 1000 < t ≤ 5000 | 5000 < t ≤ 60000
80 ≤ u < 90 | 0 | 0 | 0 | 0 | 0 | 0
70 ≤ u < 80 | 0 | 0 | 0 | 0 | 0 | 0
40 ≤ u < 70 | 0 | 0 | 0 | 0 | 0 | 0
5 ≤ u < 40 | 0 | 0 | 0 | 0 | 0 | 0
u < 5 | 0 | 0 | 0 | 0 | 0 | 0
Total | 0 | 0 | 0 | 0 | 0 | 0
COTV05(PT 5 COTU VAMES)¦ meter SN:1009151000002578
Tensiune reziduală u% | Durata t ms |  |  |  |  | Total
| 10 < t ≤ 200 | 200 < t ≤ 500 | 500 < t ≤ 1000 | 1000 < t ≤ 5000 | 5000 < t ≤ 60000
80 ≤ u < 90 | 0 | 0 | 0 | 0 | 0 | 0
70 ≤ u < 80 | 0 | 0 | 0 | 0 | 0 | 0
40 ≤ u < 70 | 0 | 0 | 0 | 0 | 0 | 0
5 ≤ u < 40 | 0 | 0 | 0 | 0 | 0 | 0
u < 5 | 0 | 0 | 0 | 0 | 0 | 0
Total | 0 | 0 | 0 | 0 | 0 | 0
COTV07(PTA 7 COTU VAMES)¦ meter SN:1009151000002444
Tensiune reziduală u% | Durata t ms |  |  |  |  | Total
| 10 < t ≤ 200 | 200 < t ≤ 500 | 500 < t ≤ 1000 | 1000 < t ≤ 5000 | 5000 < t ≤ 60000
80 ≤ u < 90 | 0 | 0 | 0 | 0 | 0 | 0
70 ≤ u < 80 | 0 | 0 | 0 | 0 | 0 | 0
40 ≤ u < 70 | 0 | 0 | 0 | 0 | 0 | 0
5 ≤ u < 40 | 0 | 0 | 0 | 0 | 0 | 0
u < 5 | 0 | 0 | 0 | 0 | 0 | 0
Total | 0 | 0 | 0 | 0 | 0 | 0
COTV09(PTA 9 COTU VAMES)¦ meter SN:1009151000002320
Tensiune reziduală u% | Durata t ms |  |  |  |  | Total
| 10 < t ≤ 200 | 200 < t ≤ 500 | 500 < t ≤ 1000 | 1000 < t ≤ 5000 | 5000 < t ≤ 60000
80 ≤ u < 90 | 0 | 0 | 0 | 0 | 0 | 0
70 ≤ u < 80 | 0 | 0 | 0 | 0 | 0 | 0
40 ≤ u < 70 | 0 | 0 | 0 | 0 | 0 | 0
5 ≤ u < 40 | 0 | 0 | 0 | 0 | 0 | 0
u < 5 | 0 | 0 | 0 | 0 | 0 | 0
Total | 0 | 0 | 0 | 0 | 0 | 0
CRAB01(PTA 1 CRAIESTI)¦ meter SN:1009151000002409
Tensiune reziduală u% | Durata t ms |  |  |  |  | Total
| 10 < t ≤ 200 | 200 < t ≤ 500 | 500 < t ≤ 1000 | 1000 < t ≤ 5000 | 5000 < t ≤ 60000
80 ≤ u < 90 | 0 | 0 | 0 | 0 | 0 | 0
70 ≤ u < 80 | 0 | 0 | 0 | 0 | 0 | 0
40 ≤ u < 70 | 0 | 0 | 0 | 0 | 0 | 0
5 ≤ u < 40 | 0 | 0 | 0 | 0 | 0 | 0
u < 5 | 0 | 0 | 0 | 0 | 0 | 0
Total | 0 | 0 | 0 | 0 | 0 | 0
CRDN01(PTA 1 CORDUN)¦ meter SN:1009141000000241
Tensiune reziduală u% | Durata t ms |  |  |  |  | Total
| 10 < t ≤ 200 | 200 < t ≤ 500 | 500 < t ≤ 1000 | 1000 < t ≤ 5000 | 5000 < t ≤ 60000
80 ≤ u < 90 | 0 | 0 | 0 | 0 | 0 | 0
70 ≤ u < 80 | 0 | 0 | 0 | 0 | 0 | 0
40 ≤ u < 70 | 0 | 0 | 0 | 0 | 0 | 0
5 ≤ u < 40 | 0 | 0 | 0 | 0 | 0 | 0
u < 5 | 0 | 0 | 0 | 0 | 0 | 0
Total | 0 | 0 | 0 | 0 | 0 | 0
CRDN02(PTA 2 CORDUN)¦ meter SN:1009151000002317
Tensiune reziduală u% | Durata t ms |  |  |  |  | Total
| 10 < t ≤ 200 | 200 < t ≤ 500 | 500 < t ≤ 1000 | 1000 < t ≤ 5000 | 5000 < t ≤ 60000
80 ≤ u < 90 | 0 | 0 | 0 | 0 | 0 | 0
70 ≤ u < 80 | 0 | 0 | 0 | 0 | 0 | 0
40 ≤ u < 70 | 0 | 0 | 0 | 0 | 0 | 0
5 ≤ u < 40 | 0 | 0 | 0 | 0 | 0 | 0
u < 5 | 0 | 0 | 0 | 0 | 0 | 0
Total | 0 | 0 | 0 | 0 | 0 | 0
CRDN03(PTA 3 CORDUN)¦ meter SN:1009151000002564
Tensiune reziduală u% | Durata t ms |  |  |  |  | Total
| 10 < t ≤ 200 | 200 < t ≤ 500 | 500 < t ≤ 1000 | 1000 < t ≤ 5000 | 5000 < t ≤ 60000
80 ≤ u < 90 | 0 | 0 | 0 | 0 | 0 | 0
70 ≤ u < 80 | 0 | 0 | 0 | 0 | 0 | 0
40 ≤ u < 70 | 0 | 0 | 0 | 0 | 0 | 0
5 ≤ u < 40 | 0 | 0 | 0 | 0 | 0 | 0
u < 5 | 0 | 0 | 0 | 0 | 0 | 0
Total | 0 | 0 | 0 | 0 | 0 | 0
CRDN04(PTA 4 CORDUN)¦ meter SN:1009151000002195
Tensiune reziduală u% | Durata t ms |  |  |  |  | Total
| 10 < t ≤ 200 | 200 < t ≤ 500 | 500 < t ≤ 1000 | 1000 < t ≤ 5000 | 5000 < t ≤ 60000
80 ≤ u < 90 | 0 | 0 | 0 | 0 | 0 | 0
70 ≤ u < 80 | 0 | 0 | 0 | 0 | 0 | 0
40 ≤ u < 70 | 0 | 0 | 0 | 0 | 0 | 0
5 ≤ u < 40 | 0 | 0 | 0 | 0 | 0 | 0
u < 5 | 0 | 0 | 0 | 0 | 0 | 0
Total | 0 | 0 | 0 | 0 | 0 | 0
CRDN05(PTA 5 CORDUN)¦ meter SN:1009141000000982
Tensiune reziduală u% | Durata t ms |  |  |  |  | Total
| 10 < t ≤ 200 | 200 < t ≤ 500 | 500 < t ≤ 1000 | 1000 < t ≤ 5000 | 5000 < t ≤ 60000
80 ≤ u < 90 | 0 | 0 | 0 | 0 | 0 | 0
70 ≤ u < 80 | 0 | 0 | 0 | 0 | 0 | 0
40 ≤ u < 70 | 0 | 0 | 0 | 0 | 0 | 0
5 ≤ u < 40 | 0 | 0 | 0 | 0 | 0 | 0
u < 5 | 0 | 0 | 0 | 0 | 0 | 0
Total | 0 | 0 | 0 | 0 | 0 | 0
CRDN06(PTA 6 CORDUN)¦ meter SN:1009151000002235
Tensiune reziduală u% | Durata t ms |  |  |  |  | Total
| 10 < t ≤ 200 | 200 < t ≤ 500 | 500 < t ≤ 1000 | 1000 < t ≤ 5000 | 5000 < t ≤ 60000
80 ≤ u < 90 | 0 | 0 | 0 | 0 | 0 | 0
70 ≤ u < 80 | 0 | 0 | 0 | 0 | 0 | 0
40 ≤ u < 70 | 0 | 0 | 0 | 0 | 0 | 0
5 ≤ u < 40 | 0 | 0 | 0 | 0 | 0 | 0
u < 5 | 0 | 0 | 0 | 0 | 0 | 0
Total | 0 | 0 | 0 | 0 | 0 | 0
CRDN15(PT 15 CORDUN)¦ meter SN:1009151000002796
Tensiune reziduală u% | Durata t ms |  |  |  |  | Total
| 10 < t ≤ 200 | 200 < t ≤ 500 | 500 < t ≤ 1000 | 1000 < t ≤ 5000 | 5000 < t ≤ 60000
80 ≤ u < 90 | 0 | 0 | 0 | 0 | 0 | 0
70 ≤ u < 80 | 0 | 0 | 0 | 0 | 0 | 0
40 ≤ u < 70 | 0 | 0 | 0 | 0 | 0 | 0
5 ≤ u < 40 | 0 | 0 | 0 | 0 | 0 | 0
u < 5 | 0 | 0 | 0 | 0 | 0 | 0
Total | 0 | 0 | 0 | 0 | 0 | 0
CRDN21(PT 21 CORDUN)¦ meter SN:1009151000001678
Tensiune reziduală u% | Durata t ms |  |  |  |  | Total
| 10 < t ≤ 200 | 200 < t ≤ 500 | 500 < t ≤ 1000 | 1000 < t ≤ 5000 | 5000 < t ≤ 60000
80 ≤ u < 90 | 0 | 0 | 0 | 0 | 0 | 0
70 ≤ u < 80 | 0 | 0 | 0 | 0 | 0 | 0
40 ≤ u < 70 | 0 | 0 | 0 | 0 | 0 | 0
5 ≤ u < 40 | 0 | 0 | 0 | 0 | 0 | 0
u < 5 | 0 | 0 | 0 | 0 | 0 | 0
Total | 0 | 0 | 0 | 0 | 0 | 0
CRLG01(PTA 1 CARLIG)¦ meter SN:1009151000002747
Tensiune reziduală u% | Durata t ms |  |  |  |  | Total
| 10 < t ≤ 200 | 200 < t ≤ 500 | 500 < t ≤ 1000 | 1000 < t ≤ 5000 | 5000 < t ≤ 60000
80 ≤ u < 90 | 0 | 0 | 0 | 0 | 0 | 0
70 ≤ u < 80 | 0 | 0 | 0 | 0 | 0 | 0
40 ≤ u < 70 | 0 | 0 | 0 | 0 | 0 | 0
5 ≤ u < 40 | 0 | 0 | 0 | 0 | 0 | 0
u < 5 | 0 | 0 | 0 | 0 | 0 | 0
Total | 0 | 0 | 0 | 0 | 0 | 0
CUCI01(PTA 1 CUCI)¦ meter SN:1009151000002668
Tensiune reziduală u% | Durata t ms |  |  |  |  | Total
| 10 < t ≤ 200 | 200 < t ≤ 500 | 500 < t ≤ 1000 | 1000 < t ≤ 5000 | 5000 < t ≤ 60000
80 ≤ u < 90 | 0 | 0 | 0 | 0 | 0 | 0
70 ≤ u < 80 | 0 | 0 | 0 | 0 | 0 | 0
40 ≤ u < 70 | 0 | 0 | 0 | 0 | 0 | 0
5 ≤ u < 40 | 0 | 0 | 0 | 0 | 0 | 0
u < 5 | 0 | 0 | 0 | 0 | 0 | 0
Total | 0 | 0 | 0 | 0 | 0 | 0
CUCI02(PTA 2 CUCI)¦ meter SN:1009151000002345
Tensiune reziduală u% | Durata t ms |  |  |  |  | Total
| 10 < t ≤ 200 | 200 < t ≤ 500 | 500 < t ≤ 1000 | 1000 < t ≤ 5000 | 5000 < t ≤ 60000
80 ≤ u < 90 | 0 | 0 | 0 | 0 | 0 | 0
70 ≤ u < 80 | 0 | 0 | 0 | 0 | 0 | 0
40 ≤ u < 70 | 0 | 0 | 0 | 0 | 0 | 0
5 ≤ u < 40 | 0 | 0 | 0 | 0 | 0 | 0
u < 5 | 0 | 0 | 0 | 0 | 0 | 0
Total | 0 | 0 | 0 | 0 | 0 | 0
CUCI04(PTA 4 CUCI)¦ meter SN:1009151000002314
Tensiune reziduală u% | Durata t ms |  |  |  |  | Total
| 10 < t ≤ 200 | 200 < t ≤ 500 | 500 < t ≤ 1000 | 1000 < t ≤ 5000 | 5000 < t ≤ 60000
80 ≤ u < 90 | 0 | 0 | 0 | 0 | 0 | 0
70 ≤ u < 80 | 0 | 0 | 0 | 0 | 0 | 0
40 ≤ u < 70 | 0 | 0 | 0 | 0 | 0 | 0
5 ≤ u < 40 | 0 | 0 | 0 | 0 | 0 | 0
u < 5 | 0 | 0 | 0 | 0 | 0 | 0
Total | 0 | 0 | 0 | 0 | 0 | 0
DOLJ01(PTA 1 DOLJESTI)¦ meter SN:1009151000002545
Tensiune reziduală u% | Durata t ms |  |  |  |  | Total
| 10 < t ≤ 200 | 200 < t ≤ 500 | 500 < t ≤ 1000 | 1000 < t ≤ 5000 | 5000 < t ≤ 60000
80 ≤ u < 90 | 0 | 0 | 0 | 0 | 0 | 0
70 ≤ u < 80 | 0 | 0 | 0 | 0 | 0 | 0
40 ≤ u < 70 | 0 | 0 | 0 | 0 | 0 | 0
5 ≤ u < 40 | 0 | 0 | 0 | 0 | 0 | 0
u < 5 | 0 | 0 | 0 | 0 | 0 | 0
Total | 0 | 0 | 0 | 0 | 0 | 0
DOLJ02(PTA 2 DOLJESTI)¦ meter SN:1009151000002604
Tensiune reziduală u% | Durata t ms |  |  |  |  | Total
| 10 < t ≤ 200 | 200 < t ≤ 500 | 500 < t ≤ 1000 | 1000 < t ≤ 5000 | 5000 < t ≤ 60000
80 ≤ u < 90 | 0 | 0 | 0 | 0 | 0 | 0
70 ≤ u < 80 | 0 | 0 | 0 | 0 | 0 | 0
40 ≤ u < 70 | 0 | 0 | 0 | 0 | 0 | 0
5 ≤ u < 40 | 0 | 0 | 0 | 0 | 0 | 0
u < 5 | 0 | 0 | 0 | 0 | 0 | 0
Total | 0 | 0 | 0 | 0 | 0 | 0
DOLJ03(PTA 3 DOLJESTI)¦ meter SN:1009151000002669
Tensiune reziduală u% | Durata t ms |  |  |  |  | Total
| 10 < t ≤ 200 | 200 < t ≤ 500 | 500 < t ≤ 1000 | 1000 < t ≤ 5000 | 5000 < t ≤ 60000
80 ≤ u < 90 | 0 | 0 | 0 | 0 | 0 | 0
70 ≤ u < 80 | 0 | 0 | 0 | 0 | 0 | 0
40 ≤ u < 70 | 0 | 0 | 0 | 0 | 0 | 0
5 ≤ u < 40 | 0 | 0 | 0 | 0 | 0 | 0
u < 5 | 0 | 0 | 0 | 0 | 0 | 0
Total | 0 | 0 | 0 | 0 | 0 | 0
DULC01(PTA 1 DULCESTI)¦ meter SN:1009151000002323
Tensiune reziduală u% | Durata t ms |  |  |  |  | Total
| 10 < t ≤ 200 | 200 < t ≤ 500 | 500 < t ≤ 1000 | 1000 < t ≤ 5000 | 5000 < t ≤ 60000
80 ≤ u < 90 | 0 | 0 | 0 | 0 | 0 | 0
70 ≤ u < 80 | 0 | 0 | 0 | 0 | 0 | 0
40 ≤ u < 70 | 0 | 0 | 0 | 0 | 0 | 0
5 ≤ u < 40 | 0 | 0 | 0 | 0 | 0 | 0
u < 5 | 0 | 0 | 0 | 0 | 0 | 0
Total | 0 | 0 | 0 | 0 | 0 | 0
DULC02(PTA 2 DULCESTI)¦ meter SN:1009151000002659
Tensiune reziduală u% | Durata t ms |  |  |  |  | Total
| 10 < t ≤ 200 | 200 < t ≤ 500 | 500 < t ≤ 1000 | 1000 < t ≤ 5000 | 5000 < t ≤ 60000
80 ≤ u < 90 | 0 | 0 | 0 | 0 | 0 | 0
70 ≤ u < 80 | 0 | 0 | 0 | 0 | 0 | 0
40 ≤ u < 70 | 0 | 0 | 0 | 0 | 0 | 0
5 ≤ u < 40 | 0 | 0 | 0 | 0 | 0 | 0
u < 5 | 0 | 0 | 0 | 0 | 0 | 0
Total | 0 | 0 | 0 | 0 | 0 | 0
DULC05(PTA 5 DULCESTI)¦ meter SN:1009141000000422
Tensiune reziduală u% | Durata t ms |  |  |  |  | Total
| 10 < t ≤ 200 | 200 < t ≤ 500 | 500 < t ≤ 1000 | 1000 < t ≤ 5000 | 5000 < t ≤ 60000
80 ≤ u < 90 | 0 | 0 | 0 | 0 | 0 | 0
70 ≤ u < 80 | 0 | 0 | 0 | 0 | 0 | 0
40 ≤ u < 70 | 0 | 0 | 0 | 0 | 0 | 0
5 ≤ u < 40 | 0 | 0 | 0 | 0 | 0 | 0
u < 5 | 0 | 0 | 0 | 0 | 0 | 0
Total | 0 | 0 | 0 | 0 | 0 | 0
DULC06(PTA 6 DULCESTI)¦ meter SN:1009151000002521
Tensiune reziduală u% | Durata t ms |  |  |  |  | Total
| 10 < t ≤ 200 | 200 < t ≤ 500 | 500 < t ≤ 1000 | 1000 < t ≤ 5000 | 5000 < t ≤ 60000
80 ≤ u < 90 | 0 | 0 | 0 | 0 | 0 | 0
70 ≤ u < 80 | 0 | 0 | 0 | 0 | 0 | 0
40 ≤ u < 70 | 0 | 0 | 0 | 0 | 0 | 0
5 ≤ u < 40 | 0 | 0 | 0 | 0 | 0 | 0
u < 5 | 0 | 0 | 0 | 0 | 0 | 0
Total | 0 | 0 | 0 | 0 | 0 | 0
DVID01(PTA 1 DAVID)¦ meter SN:1009151000002597
Tensiune reziduală u% | Durata t ms |  |  |  |  | Total
| 10 < t ≤ 200 | 200 < t ≤ 500 | 500 < t ≤ 1000 | 1000 < t ≤ 5000 | 5000 < t ≤ 60000
80 ≤ u < 90 | 0 | 0 | 0 | 0 | 0 | 0
70 ≤ u < 80 | 0 | 0 | 0 | 0 | 0 | 0
40 ≤ u < 70 | 0 | 0 | 0 | 0 | 0 | 0
5 ≤ u < 40 | 0 | 0 | 0 | 0 | 0 | 0
u < 5 | 0 | 0 | 0 | 0 | 0 | 0
Total | 0 | 0 | 0 | 0 | 0 | 0
FAUR01(PTA 1 FAUREI)¦ meter SN:1009151000001550
Tensiune reziduală u% | Durata t ms |  |  |  |  | Total
| 10 < t ≤ 200 | 200 < t ≤ 500 | 500 < t ≤ 1000 | 1000 < t ≤ 5000 | 5000 < t ≤ 60000
80 ≤ u < 90 | 0 | 0 | 0 | 0 | 0 | 0
70 ≤ u < 80 | 0 | 0 | 0 | 0 | 0 | 0
40 ≤ u < 70 | 0 | 0 | 0 | 0 | 0 | 0
5 ≤ u < 40 | 0 | 0 | 0 | 0 | 0 | 0
u < 5 | 0 | 0 | 0 | 0 | 0 | 0
Total | 0 | 0 | 0 | 0 | 0 | 0
FAUR02(PTA 2 FAUREI)¦ meter SN:1009151000002277
Tensiune reziduală u% | Durata t ms |  |  |  |  | Total
| 10 < t ≤ 200 | 200 < t ≤ 500 | 500 < t ≤ 1000 | 1000 < t ≤ 5000 | 5000 < t ≤ 60000
80 ≤ u < 90 | 0 | 0 | 0 | 0 | 0 | 0
70 ≤ u < 80 | 0 | 0 | 0 | 0 | 0 | 0
40 ≤ u < 70 | 0 | 0 | 0 | 0 | 0 | 0
5 ≤ u < 40 | 0 | 0 | 0 | 0 | 0 | 0
u < 5 | 0 | 0 | 0 | 0 | 0 | 0
Total | 0 | 0 | 0 | 0 | 0 | 0
GADI01(PTA 1 GADINTI)¦ meter SN:1009141000001092
Tensiune reziduală u% | Durata t ms |  |  |  |  | Total
| 10 < t ≤ 200 | 200 < t ≤ 500 | 500 < t ≤ 1000 | 1000 < t ≤ 5000 | 5000 < t ≤ 60000
80 ≤ u < 90 | 0 | 0 | 0 | 0 | 0 | 0
70 ≤ u < 80 | 0 | 0 | 0 | 0 | 0 | 0
40 ≤ u < 70 | 0 | 0 | 0 | 0 | 0 | 0
5 ≤ u < 40 | 0 | 0 | 0 | 0 | 0 | 0
u < 5 | 0 | 0 | 0 | 0 | 0 | 0
Total | 0 | 0 | 0 | 0 | 0 | 0
GADI02(PTA 2 GADINTI)¦ meter SN:1009141000000618
Tensiune reziduală u% | Durata t ms |  |  |  |  | Total
| 10 < t ≤ 200 | 200 < t ≤ 500 | 500 < t ≤ 1000 | 1000 < t ≤ 5000 | 5000 < t ≤ 60000
80 ≤ u < 90 | 0 | 0 | 0 | 0 | 0 | 0
70 ≤ u < 80 | 0 | 0 | 0 | 0 | 0 | 0
40 ≤ u < 70 | 0 | 0 | 0 | 0 | 0 | 0
5 ≤ u < 40 | 0 | 0 | 0 | 0 | 0 | 0
u < 5 | 0 | 0 | 0 | 0 | 0 | 0
Total | 0 | 0 | 0 | 0 | 0 | 0
GADI03(PTA 3 GADINTI)¦ meter SN:1009141000001094
Tensiune reziduală u% | Durata t ms |  |  |  |  | Total
| 10 < t ≤ 200 | 200 < t ≤ 500 | 500 < t ≤ 1000 | 1000 < t ≤ 5000 | 5000 < t ≤ 60000
80 ≤ u < 90 | 0 | 0 | 0 | 0 | 0 | 0
70 ≤ u < 80 | 0 | 0 | 0 | 0 | 0 | 0
40 ≤ u < 70 | 0 | 0 | 0 | 0 | 0 | 0
5 ≤ u < 40 | 0 | 0 | 0 | 0 | 0 | 0
u < 5 | 0 | 0 | 0 | 0 | 0 | 0
Total | 0 | 0 | 0 | 0 | 0 | 0
GADI04(PTA 4 GADINTI)¦ meter SN:1009151000002403
Tensiune reziduală u% | Durata t ms |  |  |  |  | Total
| 10 < t ≤ 200 | 200 < t ≤ 500 | 500 < t ≤ 1000 | 1000 < t ≤ 5000 | 5000 < t ≤ 60000
80 ≤ u < 90 | 0 | 0 | 0 | 0 | 0 | 0
70 ≤ u < 80 | 0 | 0 | 0 | 0 | 0 | 0
40 ≤ u < 70 | 0 | 0 | 0 | 0 | 0 | 0
5 ≤ u < 40 | 0 | 0 | 0 | 0 | 0 | 0
u < 5 | 0 | 0 | 0 | 0 | 0 | 0
Total | 0 | 0 | 0 | 0 | 0 | 0
GADI05(PTA 5 GADINTI)¦ meter SN:1009141000001075
Tensiune reziduală u% | Durata t ms |  |  |  |  | Total
| 10 < t ≤ 200 | 200 < t ≤ 500 | 500 < t ≤ 1000 | 1000 < t ≤ 5000 | 5000 < t ≤ 60000
80 ≤ u < 90 | 0 | 0 | 0 | 0 | 0 | 0
70 ≤ u < 80 | 0 | 0 | 0 | 0 | 0 | 0
40 ≤ u < 70 | 0 | 0 | 0 | 0 | 0 | 0
5 ≤ u < 40 | 0 | 0 | 0 | 0 | 0 | 0
u < 5 | 0 | 0 | 0 | 0 | 0 | 0
Total | 0 | 0 | 0 | 0 | 0 | 0
GADI06(PTA 6 GADINTI)¦ meter SN:1009141000001121
Tensiune reziduală u% | Durata t ms |  |  |  |  | Total
| 10 < t ≤ 200 | 200 < t ≤ 500 | 500 < t ≤ 1000 | 1000 < t ≤ 5000 | 5000 < t ≤ 60000
80 ≤ u < 90 | 0 | 0 | 0 | 0 | 0 | 0
70 ≤ u < 80 | 0 | 0 | 0 | 0 | 0 | 0
40 ≤ u < 70 | 0 | 0 | 0 | 0 | 0 | 0
5 ≤ u < 40 | 0 | 0 | 0 | 0 | 0 | 0
u < 5 | 0 | 0 | 0 | 0 | 0 | 0
Total | 0 | 0 | 0 | 0 | 0 | 0
GADI07(PTA 7 GADINTI)¦ meter SN:1009141000001184
Tensiune reziduală u% | Durata t ms |  |  |  |  | Total
| 10 < t ≤ 200 | 200 < t ≤ 500 | 500 < t ≤ 1000 | 1000 < t ≤ 5000 | 5000 < t ≤ 60000
80 ≤ u < 90 | 0 | 0 | 0 | 0 | 0 | 0
70 ≤ u < 80 | 0 | 0 | 0 | 0 | 0 | 0
40 ≤ u < 70 | 0 | 0 | 0 | 0 | 0 | 0
5 ≤ u < 40 | 0 | 0 | 0 | 0 | 0 | 0
u < 5 | 0 | 0 | 0 | 0 | 0 | 0
Total | 0 | 0 | 0 | 0 | 0 | 0
GADI08(PTA 8 GADINTI)¦ meter SN:1009151000002779
Tensiune reziduală u% | Durata t ms |  |  |  |  | Total
| 10 < t ≤ 200 | 200 < t ≤ 500 | 500 < t ≤ 1000 | 1000 < t ≤ 5000 | 5000 < t ≤ 60000
80 ≤ u < 90 | 0 | 0 | 0 | 0 | 0 | 0
70 ≤ u < 80 | 0 | 0 | 0 | 0 | 0 | 0
40 ≤ u < 70 | 0 | 0 | 0 | 0 | 0 | 0
5 ≤ u < 40 | 0 | 0 | 0 | 0 | 0 | 0
u < 5 | 0 | 0 | 0 | 0 | 0 | 0
Total | 0 | 0 | 0 | 0 | 0 | 0
GHRS11(PT 11 GHERAIESTI)¦ meter SN:1009151000002535
Tensiune reziduală u% | Durata t ms |  |  |  |  | Total
| 10 < t ≤ 200 | 200 < t ≤ 500 | 500 < t ≤ 1000 | 1000 < t ≤ 5000 | 5000 < t ≤ 60000
80 ≤ u < 90 | 0 | 0 | 0 | 0 | 0 | 0
70 ≤ u < 80 | 0 | 0 | 0 | 0 | 0 | 0
40 ≤ u < 70 | 0 | 0 | 0 | 0 | 0 | 0
5 ≤ u < 40 | 0 | 0 | 0 | 0 | 0 | 0
u < 5 | 0 | 0 | 0 | 0 | 0 | 0
Total | 0 | 0 | 0 | 0 | 0 | 0
GORN01(PTA 1 GORUN)¦ meter SN:1009151000002588
Tensiune reziduală u% | Durata t ms |  |  |  |  | Total
| 10 < t ≤ 200 | 200 < t ≤ 500 | 500 < t ≤ 1000 | 1000 < t ≤ 5000 | 5000 < t ≤ 60000
80 ≤ u < 90 | 0 | 0 | 0 | 0 | 0 | 0
70 ≤ u < 80 | 0 | 0 | 0 | 0 | 0 | 0
40 ≤ u < 70 | 0 | 0 | 0 | 0 | 0 | 0
5 ≤ u < 40 | 0 | 0 | 0 | 0 | 0 | 0
u < 5 | 0 | 0 | 0 | 0 | 0 | 0
Total | 0 | 0 | 0 | 0 | 0 | 0
GRGE01(PTA 1 GIURGENI)¦ meter SN:1702434126423100
Tensiune reziduală u% | Durata t ms |  |  |  |  | Total
| 10 < t ≤ 200 | 200 < t ≤ 500 | 500 < t ≤ 1000 | 1000 < t ≤ 5000 | 5000 < t ≤ 60000
80 ≤ u < 90 | 0 | 0 | 0 | 0 | 0 | 0
70 ≤ u < 80 | 0 | 0 | 0 | 0 | 0 | 0
40 ≤ u < 70 | 0 | 0 | 0 | 0 | 0 | 0
5 ≤ u < 40 | 0 | 0 | 0 | 0 | 0 | 0
u < 5 | 0 | 0 | 0 | 0 | 0 | 0
Total | 0 | 0 | 0 | 0 | 0 | 0
GRGE03(PTA 3 GIURGENI)¦ meter SN:1702334123978893
Tensiune reziduală u% | Durata t ms |  |  |  |  | Total
| 10 < t ≤ 200 | 200 < t ≤ 500 | 500 < t ≤ 1000 | 1000 < t ≤ 5000 | 5000 < t ≤ 60000
80 ≤ u < 90 | 0 | 0 | 0 | 0 | 0 | 0
70 ≤ u < 80 | 0 | 0 | 0 | 0 | 0 | 0
40 ≤ u < 70 | 0 | 0 | 0 | 0 | 0 | 0
5 ≤ u < 40 | 0 | 0 | 0 | 0 | 0 | 0
u < 5 | 0 | 0 | 0 | 0 | 0 | 0
Total | 0 | 0 | 0 | 0 | 0 | 0
HOLM01(PTA 1 HOLM)¦ meter SN:1009151000002811
Tensiune reziduală u% | Durata t ms |  |  |  |  | Total
| 10 < t ≤ 200 | 200 < t ≤ 500 | 500 < t ≤ 1000 | 1000 < t ≤ 5000 | 5000 < t ≤ 60000
80 ≤ u < 90 | 0 | 0 | 0 | 0 | 0 | 0
70 ≤ u < 80 | 0 | 0 | 0 | 0 | 0 | 0
40 ≤ u < 70 | 0 | 0 | 0 | 0 | 0 | 0
5 ≤ u < 40 | 0 | 0 | 0 | 0 | 0 | 0
u < 5 | 0 | 0 | 0 | 0 | 0 | 0
Total | 0 | 0 | 0 | 0 | 0 | 0
HORI01(PTA 1 HORIA)¦ meter SN:1009151000002197
Tensiune reziduală u% | Durata t ms |  |  |  |  | Total
| 10 < t ≤ 200 | 200 < t ≤ 500 | 500 < t ≤ 1000 | 1000 < t ≤ 5000 | 5000 < t ≤ 60000
80 ≤ u < 90 | 0 | 0 | 0 | 0 | 0 | 0
70 ≤ u < 80 | 0 | 0 | 0 | 0 | 0 | 0
40 ≤ u < 70 | 0 | 0 | 0 | 0 | 0 | 0
5 ≤ u < 40 | 0 | 0 | 0 | 0 | 0 | 0
u < 5 | 0 | 0 | 0 | 0 | 0 | 0
Total | 0 | 0 | 0 | 0 | 0 | 0
HORI02(PTA 2 HORIA)¦ meter SN:1009151000002735
Tensiune reziduală u% | Durata t ms |  |  |  |  | Total
| 10 < t ≤ 200 | 200 < t ≤ 500 | 500 < t ≤ 1000 | 1000 < t ≤ 5000 | 5000 < t ≤ 60000
80 ≤ u < 90 | 0 | 0 | 0 | 0 | 0 | 0
70 ≤ u < 80 | 0 | 0 | 0 | 0 | 0 | 0
40 ≤ u < 70 | 0 | 0 | 0 | 0 | 0 | 0
5 ≤ u < 40 | 0 | 0 | 0 | 0 | 0 | 0
u < 5 | 0 | 0 | 0 | 0 | 0 | 0
Total | 0 | 0 | 0 | 0 | 0 | 0
HORI03(PTA 3 HORIA)¦ meter SN:1009151000002281
Tensiune reziduală u% | Durata t ms |  |  |  |  | Total
| 10 < t ≤ 200 | 200 < t ≤ 500 | 500 < t ≤ 1000 | 1000 < t ≤ 5000 | 5000 < t ≤ 60000
80 ≤ u < 90 | 0 | 0 | 0 | 0 | 0 | 0
70 ≤ u < 80 | 0 | 0 | 0 | 0 | 0 | 0
40 ≤ u < 70 | 0 | 0 | 0 | 0 | 0 | 0
5 ≤ u < 40 | 0 | 0 | 0 | 0 | 0 | 0
u < 5 | 0 | 0 | 0 | 0 | 0 | 0
Total | 0 | 0 | 0 | 0 | 0 | 0
HORI04(PTA 4 HORIA)¦ meter SN:1009141000001100
Tensiune reziduală u% | Durata t ms |  |  |  |  | Total
| 10 < t ≤ 200 | 200 < t ≤ 500 | 500 < t ≤ 1000 | 1000 < t ≤ 5000 | 5000 < t ≤ 60000
80 ≤ u < 90 | 0 | 0 | 0 | 0 | 0 | 0
70 ≤ u < 80 | 0 | 0 | 0 | 0 | 0 | 0
40 ≤ u < 70 | 0 | 0 | 0 | 0 | 0 | 0
5 ≤ u < 40 | 0 | 0 | 0 | 0 | 0 | 0
u < 5 | 0 | 0 | 0 | 0 | 0 | 0
Total | 0 | 0 | 0 | 0 | 0 | 0
HORI05(PTA 5 HORIA)¦ meter SN:1009151000002445
Tensiune reziduală u% | Durata t ms |  |  |  |  | Total
| 10 < t ≤ 200 | 200 < t ≤ 500 | 500 < t ≤ 1000 | 1000 < t ≤ 5000 | 5000 < t ≤ 60000
80 ≤ u < 90 | 0 | 0 | 0 | 0 | 0 | 0
70 ≤ u < 80 | 0 | 0 | 0 | 0 | 0 | 0
40 ≤ u < 70 | 0 | 0 | 0 | 0 | 0 | 0
5 ≤ u < 40 | 0 | 0 | 0 | 0 | 0 | 0
u < 5 | 0 | 0 | 0 | 0 | 0 | 0
Total | 0 | 0 | 0 | 0 | 0 | 0
HORI16(PT 16 HORIA)¦ meter SN:1009141000000483
Tensiune reziduală u% | Durata t ms |  |  |  |  | Total
| 10 < t ≤ 200 | 200 < t ≤ 500 | 500 < t ≤ 1000 | 1000 < t ≤ 5000 | 5000 < t ≤ 60000
80 ≤ u < 90 | 0 | 0 | 0 | 0 | 0 | 0
70 ≤ u < 80 | 0 | 0 | 0 | 0 | 0 | 0
40 ≤ u < 70 | 0 | 0 | 0 | 0 | 0 | 0
5 ≤ u < 40 | 0 | 0 | 0 | 0 | 0 | 0
u < 5 | 0 | 0 | 0 | 0 | 0 | 0
Total | 0 | 0 | 0 | 0 | 0 | 0
HORI19(PT 19 HORIA)¦ meter SN:1009151000002780
Tensiune reziduală u% | Durata t ms |  |  |  |  | Total
| 10 < t ≤ 200 | 200 < t ≤ 500 | 500 < t ≤ 1000 | 1000 < t ≤ 5000 | 5000 < t ≤ 60000
80 ≤ u < 90 | 0 | 0 | 0 | 0 | 0 | 0
70 ≤ u < 80 | 0 | 0 | 0 | 0 | 0 | 0
40 ≤ u < 70 | 0 | 0 | 0 | 0 | 0 | 0
5 ≤ u < 40 | 0 | 0 | 0 | 0 | 0 | 0
u < 5 | 0 | 0 | 0 | 0 | 0 | 0
Total | 0 | 0 | 0 | 0 | 0 | 0
HORI21(PTA 21 HORIA)¦ meter SN:1009151000002504
Tensiune reziduală u% | Durata t ms |  |  |  |  | Total
| 10 < t ≤ 200 | 200 < t ≤ 500 | 500 < t ≤ 1000 | 1000 < t ≤ 5000 | 5000 < t ≤ 60000
80 ≤ u < 90 | 0 | 0 | 0 | 0 | 0 | 0
70 ≤ u < 80 | 0 | 0 | 0 | 0 | 0 | 0
40 ≤ u < 70 | 0 | 0 | 0 | 0 | 0 | 0
5 ≤ u < 40 | 0 | 0 | 0 | 0 | 0 | 0
u < 5 | 0 | 0 | 0 | 0 | 0 | 0
Total | 0 | 0 | 0 | 0 | 0 | 0
ICUS01(PTA 1 ICUSESTI)¦ meter SN:1009151000002729
Tensiune reziduală u% | Durata t ms |  |  |  |  | Total
| 10 < t ≤ 200 | 200 < t ≤ 500 | 500 < t ≤ 1000 | 1000 < t ≤ 5000 | 5000 < t ≤ 60000
80 ≤ u < 90 | 0 | 0 | 0 | 0 | 0 | 0
70 ≤ u < 80 | 0 | 0 | 0 | 0 | 0 | 0
40 ≤ u < 70 | 0 | 0 | 0 | 0 | 0 | 0
5 ≤ u < 40 | 0 | 0 | 0 | 0 | 0 | 0
u < 5 | 0 | 0 | 0 | 0 | 0 | 0
Total | 0 | 0 | 0 | 0 | 0 | 0
ICUS02(PTA 2 ICUSESTI)¦ meter SN:1009151000002542
Tensiune reziduală u% | Durata t ms |  |  |  |  | Total
| 10 < t ≤ 200 | 200 < t ≤ 500 | 500 < t ≤ 1000 | 1000 < t ≤ 5000 | 5000 < t ≤ 60000
80 ≤ u < 90 | 0 | 0 | 0 | 0 | 0 | 0
70 ≤ u < 80 | 0 | 0 | 0 | 0 | 0 | 0
40 ≤ u < 70 | 0 | 0 | 0 | 0 | 0 | 0
5 ≤ u < 40 | 0 | 0 | 0 | 0 | 0 | 0
u < 5 | 0 | 0 | 0 | 0 | 0 | 0
Total | 0 | 0 | 0 | 0 | 0 | 0
IONC01(PTA 1 ION CREANGA)¦ meter SN:1702434126423101
Tensiune reziduală u% | Durata t ms |  |  |  |  | Total
| 10 < t ≤ 200 | 200 < t ≤ 500 | 500 < t ≤ 1000 | 1000 < t ≤ 5000 | 5000 < t ≤ 60000
80 ≤ u < 90 | 0 | 0 | 0 | 0 | 0 | 0
70 ≤ u < 80 | 0 | 0 | 0 | 0 | 0 | 0
40 ≤ u < 70 | 0 | 0 | 0 | 0 | 0 | 0
5 ≤ u < 40 | 0 | 0 | 0 | 0 | 0 | 0
u < 5 | 0 | 0 | 0 | 0 | 0 | 0
Total | 0 | 0 | 0 | 0 | 0 | 0
IONC02(PTA 2 ION CREANGA)¦ meter SN:1702434126423102
Tensiune reziduală u% | Durata t ms |  |  |  |  | Total
| 10 < t ≤ 200 | 200 < t ≤ 500 | 500 < t ≤ 1000 | 1000 < t ≤ 5000 | 5000 < t ≤ 60000
80 ≤ u < 90 | 0 | 0 | 0 | 0 | 0 | 0
70 ≤ u < 80 | 0 | 0 | 0 | 0 | 0 | 0
40 ≤ u < 70 | 0 | 0 | 0 | 0 | 0 | 0
5 ≤ u < 40 | 0 | 0 | 0 | 0 | 0 | 0
u < 5 | 0 | 0 | 0 | 0 | 0 | 0
Total | 0 | 0 | 0 | 0 | 0 | 0
IONC04(PTA 4 ION CREANGA)¦ meter SN:1702334123717675
Tensiune reziduală u% | Durata t ms |  |  |  |  | Total
| 10 < t ≤ 200 | 200 < t ≤ 500 | 500 < t ≤ 1000 | 1000 < t ≤ 5000 | 5000 < t ≤ 60000
80 ≤ u < 90 | 0 | 0 | 0 | 0 | 0 | 0
70 ≤ u < 80 | 0 | 0 | 0 | 0 | 0 | 0
40 ≤ u < 70 | 0 | 0 | 0 | 0 | 0 | 0
5 ≤ u < 40 | 0 | 0 | 0 | 0 | 0 | 0
u < 5 | 0 | 0 | 0 | 0 | 0 | 0
Total | 0 | 0 | 0 | 0 | 0 | 0
IONC07(PT 7 ION CREANGA)¦ meter SN:1009151000001637
Tensiune reziduală u% | Durata t ms |  |  |  |  | Total
| 10 < t ≤ 200 | 200 < t ≤ 500 | 500 < t ≤ 1000 | 1000 < t ≤ 5000 | 5000 < t ≤ 60000
80 ≤ u < 90 | 0 | 0 | 0 | 0 | 0 | 0
70 ≤ u < 80 | 0 | 0 | 0 | 0 | 0 | 0
40 ≤ u < 70 | 0 | 0 | 0 | 0 | 0 | 0
5 ≤ u < 40 | 0 | 0 | 0 | 0 | 0 | 0
u < 5 | 0 | 0 | 0 | 0 | 0 | 0
Total | 0 | 0 | 0 | 0 | 0 | 0
IUCS02(PTA 2 IUCSA)¦ meter SN:1009151000002310
Tensiune reziduală u% | Durata t ms |  |  |  |  | Total
| 10 < t ≤ 200 | 200 < t ≤ 500 | 500 < t ≤ 1000 | 1000 < t ≤ 5000 | 5000 < t ≤ 60000
80 ≤ u < 90 | 0 | 0 | 0 | 0 | 0 | 0
70 ≤ u < 80 | 0 | 0 | 0 | 0 | 0 | 0
40 ≤ u < 70 | 0 | 0 | 0 | 0 | 0 | 0
5 ≤ u < 40 | 0 | 0 | 0 | 0 | 0 | 0
u < 5 | 0 | 0 | 0 | 0 | 0 | 0
Total | 0 | 0 | 0 | 0 | 0 | 0
IZVU01(PTA 1 IZVORU)¦ meter SN:1009151000002316
Tensiune reziduală u% | Durata t ms |  |  |  |  | Total
| 10 < t ≤ 200 | 200 < t ≤ 500 | 500 < t ≤ 1000 | 1000 < t ≤ 5000 | 5000 < t ≤ 60000
80 ≤ u < 90 | 0 | 0 | 0 | 0 | 0 | 0
70 ≤ u < 80 | 0 | 0 | 0 | 0 | 0 | 0
40 ≤ u < 70 | 0 | 0 | 0 | 0 | 0 | 0
5 ≤ u < 40 | 0 | 0 | 0 | 0 | 0 | 0
u < 5 | 0 | 0 | 0 | 0 | 0 | 0
Total | 0 | 0 | 0 | 0 | 0 | 0
LINS01(PTA 1 LINSESTI)¦ meter SN:1009151000002740
Tensiune reziduală u% | Durata t ms |  |  |  |  | Total
| 10 < t ≤ 200 | 200 < t ≤ 500 | 500 < t ≤ 1000 | 1000 < t ≤ 5000 | 5000 < t ≤ 60000
80 ≤ u < 90 | 0 | 0 | 0 | 0 | 0 | 0
70 ≤ u < 80 | 0 | 0 | 0 | 0 | 0 | 0
40 ≤ u < 70 | 0 | 0 | 0 | 0 | 0 | 0
5 ≤ u < 40 | 0 | 0 | 0 | 0 | 0 | 0
u < 5 | 0 | 0 | 0 | 0 | 0 | 0
Total | 0 | 0 | 0 | 0 | 0 | 0
LNCO01(PTA 1 LUNCA ONICENI)¦ meter SN:1009151000002375
Tensiune reziduală u% | Durata t ms |  |  |  |  | Total
| 10 < t ≤ 200 | 200 < t ≤ 500 | 500 < t ≤ 1000 | 1000 < t ≤ 5000 | 5000 < t ≤ 60000
80 ≤ u < 90 | 0 | 0 | 0 | 0 | 0 | 0
70 ≤ u < 80 | 0 | 0 | 0 | 0 | 0 | 0
40 ≤ u < 70 | 0 | 0 | 0 | 0 | 0 | 0
5 ≤ u < 40 | 0 | 0 | 0 | 0 | 0 | 0
u < 5 | 0 | 0 | 0 | 0 | 0 | 0
Total | 0 | 0 | 0 | 0 | 0 | 0
LUTC01(PTA 1 LUTCA)¦ meter SN:1009151000002150
Tensiune reziduală u% | Durata t ms |  |  |  |  | Total
| 10 < t ≤ 200 | 200 < t ≤ 500 | 500 < t ≤ 1000 | 1000 < t ≤ 5000 | 5000 < t ≤ 60000
80 ≤ u < 90 | 0 | 0 | 0 | 0 | 0 | 0
70 ≤ u < 80 | 0 | 0 | 0 | 0 | 0 | 0
40 ≤ u < 70 | 0 | 0 | 0 | 0 | 0 | 0
5 ≤ u < 40 | 0 | 0 | 0 | 0 | 0 | 0
u < 5 | 0 | 0 | 0 | 0 | 0 | 0
Total | 0 | 0 | 0 | 0 | 0 | 0
LUTC03(PT 3 LUTCA)¦ meter SN:1009151000002801
Tensiune reziduală u% | Durata t ms |  |  |  |  | Total
| 10 < t ≤ 200 | 200 < t ≤ 500 | 500 < t ≤ 1000 | 1000 < t ≤ 5000 | 5000 < t ≤ 60000
80 ≤ u < 90 | 0 | 0 | 0 | 0 | 0 | 0
70 ≤ u < 80 | 0 | 0 | 0 | 0 | 0 | 0
40 ≤ u < 70 | 0 | 0 | 0 | 0 | 0 | 0
5 ≤ u < 40 | 0 | 0 | 0 | 0 | 0 | 0
u < 5 | 0 | 0 | 0 | 0 | 0 | 0
Total | 0 | 0 | 0 | 0 | 0 | 0
MARM01(PTA 1 MARMURENI)¦ meter SN:1009151000002278
Tensiune reziduală u% | Durata t ms |  |  |  |  | Total
| 10 < t ≤ 200 | 200 < t ≤ 500 | 500 < t ≤ 1000 | 1000 < t ≤ 5000 | 5000 < t ≤ 60000
80 ≤ u < 90 | 0 | 0 | 0 | 0 | 0 | 0
70 ≤ u < 80 | 0 | 0 | 0 | 0 | 0 | 0
40 ≤ u < 70 | 0 | 0 | 0 | 0 | 0 | 0
5 ≤ u < 40 | 0 | 0 | 0 | 0 | 0 | 0
u < 5 | 0 | 0 | 0 | 0 | 0 | 0
Total | 0 | 0 | 0 | 0 | 0 | 0
MESI01(PT 1 MESTACAN)¦ meter SN:1009151000002585
Tensiune reziduală u% | Durata t ms |  |  |  |  | Total
| 10 < t ≤ 200 | 200 < t ≤ 500 | 500 < t ≤ 1000 | 1000 < t ≤ 5000 | 5000 < t ≤ 60000
80 ≤ u < 90 | 0 | 0 | 0 | 0 | 0 | 0
70 ≤ u < 80 | 0 | 0 | 0 | 0 | 0 | 0
40 ≤ u < 70 | 0 | 0 | 0 | 0 | 0 | 0
5 ≤ u < 40 | 0 | 0 | 0 | 0 | 0 | 0
u < 5 | 0 | 0 | 0 | 0 | 0 | 0
Total | 0 | 0 | 0 | 0 | 0 | 0
MICS01(PTA 1 MICSUNESTI)¦ meter SN:1009141000000288
Tensiune reziduală u% | Durata t ms |  |  |  |  | Total
| 10 < t ≤ 200 | 200 < t ≤ 500 | 500 < t ≤ 1000 | 1000 < t ≤ 5000 | 5000 < t ≤ 60000
80 ≤ u < 90 | 0 | 0 | 0 | 0 | 0 | 0
70 ≤ u < 80 | 0 | 0 | 0 | 0 | 0 | 0
40 ≤ u < 70 | 0 | 0 | 0 | 0 | 0 | 0
5 ≤ u < 40 | 0 | 0 | 0 | 0 | 0 | 0
u < 5 | 0 | 0 | 0 | 0 | 0 | 0
Total | 0 | 0 | 0 | 0 | 0 | 0
MORB01(PTA 1 MORENI)¦ meter SN:1009151000002539
Tensiune reziduală u% | Durata t ms |  |  |  |  | Total
| 10 < t ≤ 200 | 200 < t ≤ 500 | 500 < t ≤ 1000 | 1000 < t ≤ 5000 | 5000 < t ≤ 60000
80 ≤ u < 90 | 0 | 0 | 0 | 0 | 0 | 0
70 ≤ u < 80 | 0 | 0 | 0 | 0 | 0 | 0
40 ≤ u < 70 | 0 | 0 | 0 | 0 | 0 | 0
5 ≤ u < 40 | 0 | 0 | 0 | 0 | 0 | 0
u < 5 | 0 | 0 | 0 | 0 | 0 | 0
Total | 0 | 0 | 0 | 0 | 0 | 0
MUNB01(PTA 1 MUNTENI)¦ meter SN:1009151000002648
Tensiune reziduală u% | Durata t ms |  |  |  |  | Total
| 10 < t ≤ 200 | 200 < t ≤ 500 | 500 < t ≤ 1000 | 1000 < t ≤ 5000 | 5000 < t ≤ 60000
80 ≤ u < 90 | 0 | 0 | 0 | 0 | 0 | 0
70 ≤ u < 80 | 0 | 0 | 0 | 0 | 0 | 0
40 ≤ u < 70 | 0 | 0 | 0 | 0 | 0 | 0
5 ≤ u < 40 | 0 | 0 | 0 | 0 | 0 | 0
u < 5 | 0 | 0 | 0 | 0 | 0 | 0
Total | 0 | 0 | 0 | 0 | 0 | 0
MUNC01(PTA 1 MUNCELU)¦ meter SN:1009151000002341
Tensiune reziduală u% | Durata t ms |  |  |  |  | Total
| 10 < t ≤ 200 | 200 < t ≤ 500 | 500 < t ≤ 1000 | 1000 < t ≤ 5000 | 5000 < t ≤ 60000
80 ≤ u < 90 | 0 | 0 | 0 | 0 | 0 | 0
70 ≤ u < 80 | 0 | 0 | 0 | 0 | 0 | 0
40 ≤ u < 70 | 0 | 0 | 0 | 0 | 0 | 0
5 ≤ u < 40 | 0 | 0 | 0 | 0 | 0 | 0
u < 5 | 0 | 0 | 0 | 0 | 0 | 0
Total | 0 | 0 | 0 | 0 | 0 | 0
NIST01(PTA 1 NISTRIA)¦ meter SN:1009151000002307
Tensiune reziduală u% | Durata t ms |  |  |  |  | Total
| 10 < t ≤ 200 | 200 < t ≤ 500 | 500 < t ≤ 1000 | 1000 < t ≤ 5000 | 5000 < t ≤ 60000
80 ≤ u < 90 | 0 | 0 | 0 | 0 | 0 | 0
70 ≤ u < 80 | 0 | 0 | 0 | 0 | 0 | 0
40 ≤ u < 70 | 0 | 0 | 0 | 0 | 0 | 0
5 ≤ u < 40 | 0 | 0 | 0 | 0 | 0 | 0
u < 5 | 0 | 0 | 0 | 0 | 0 | 0
Total | 0 | 0 | 0 | 0 | 0 | 0
ONCN01(PTA 1 ONICENI)¦ meter SN:1009151000002590
Tensiune reziduală u% | Durata t ms |  |  |  |  | Total
| 10 < t ≤ 200 | 200 < t ≤ 500 | 500 < t ≤ 1000 | 1000 < t ≤ 5000 | 5000 < t ≤ 60000
80 ≤ u < 90 | 0 | 0 | 0 | 0 | 0 | 0
70 ≤ u < 80 | 0 | 0 | 0 | 0 | 0 | 0
40 ≤ u < 70 | 0 | 0 | 0 | 0 | 0 | 0
5 ≤ u < 40 | 0 | 0 | 0 | 0 | 0 | 0
u < 5 | 0 | 0 | 0 | 0 | 0 | 0
Total | 0 | 0 | 0 | 0 | 0 | 0
PANC01(PTA 1 PANCESTI)¦ meter SN:1702434126423107
Tensiune reziduală u% | Durata t ms |  |  |  |  | Total
| 10 < t ≤ 200 | 200 < t ≤ 500 | 500 < t ≤ 1000 | 1000 < t ≤ 5000 | 5000 < t ≤ 60000
80 ≤ u < 90 | 0 | 0 | 0 | 0 | 0 | 0
70 ≤ u < 80 | 0 | 0 | 0 | 0 | 0 | 0
40 ≤ u < 70 | 0 | 0 | 0 | 0 | 0 | 0
5 ≤ u < 40 | 0 | 0 | 0 | 0 | 0 | 0
u < 5 | 0 | 0 | 0 | 0 | 0 | 0
Total | 0 | 0 | 0 | 0 | 0 | 0
PILD01(PTA 1 PILDESTI)¦ meter SN:1702434127045305
Tensiune reziduală u% | Durata t ms |  |  |  |  | Total
| 10 < t ≤ 200 | 200 < t ≤ 500 | 500 < t ≤ 1000 | 1000 < t ≤ 5000 | 5000 < t ≤ 60000
80 ≤ u < 90 | 0 | 0 | 0 | 0 | 0 | 0
70 ≤ u < 80 | 0 | 0 | 0 | 0 | 0 | 0
40 ≤ u < 70 | 0 | 0 | 0 | 0 | 0 | 0
5 ≤ u < 40 | 0 | 0 | 0 | 0 | 0 | 0
u < 5 | 0 | 0 | 0 | 0 | 0 | 0
Total | 0 | 0 | 0 | 0 | 0 | 0
PILD02(PTA 2 PILDESTI)¦ meter SN:1702434127045304
Tensiune reziduală u% | Durata t ms |  |  |  |  | Total
| 10 < t ≤ 200 | 200 < t ≤ 500 | 500 < t ≤ 1000 | 1000 < t ≤ 5000 | 5000 < t ≤ 60000
80 ≤ u < 90 | 0 | 0 | 0 | 0 | 0 | 0
70 ≤ u < 80 | 0 | 0 | 0 | 0 | 0 | 0
40 ≤ u < 70 | 0 | 0 | 0 | 0 | 0 | 0
5 ≤ u < 40 | 0 | 0 | 0 | 0 | 0 | 0
u < 5 | 0 | 0 | 0 | 0 | 0 | 0
Total | 0 | 0 | 0 | 0 | 0 | 0
PILD16(PTA 16 PILDESTI)¦ meter SN:1702434126595913
Tensiune reziduală u% | Durata t ms |  |  |  |  | Total
| 10 < t ≤ 200 | 200 < t ≤ 500 | 500 < t ≤ 1000 | 1000 < t ≤ 5000 | 5000 < t ≤ 60000
80 ≤ u < 90 | 0 | 0 | 0 | 0 | 0 | 0
70 ≤ u < 80 | 0 | 0 | 0 | 0 | 0 | 0
40 ≤ u < 70 | 0 | 0 | 0 | 0 | 0 | 0
5 ≤ u < 40 | 0 | 0 | 0 | 0 | 0 | 0
u < 5 | 0 | 0 | 0 | 0 | 0 | 0
Total | 0 | 0 | 0 | 0 | 0 | 0
PILD24(PT 24 PILDESTI)¦ meter SN:1009141000000055
Tensiune reziduală u% | Durata t ms |  |  |  |  | Total
| 10 < t ≤ 200 | 200 < t ≤ 500 | 500 < t ≤ 1000 | 1000 < t ≤ 5000 | 5000 < t ≤ 60000
80 ≤ u < 90 | 0 | 0 | 0 | 0 | 0 | 0
70 ≤ u < 80 | 0 | 0 | 0 | 0 | 0 | 0
40 ≤ u < 70 | 0 | 0 | 0 | 0 | 0 | 0
5 ≤ u < 40 | 0 | 0 | 0 | 0 | 0 | 0
u < 5 | 0 | 0 | 0 | 0 | 0 | 0
Total | 0 | 0 | 0 | 0 | 0 | 0
PIND01(PTA 1 POIANA PRAJESTI)¦ meter SN:1009151000002756
Tensiune reziduală u% | Durata t ms |  |  |  |  | Total
| 10 < t ≤ 200 | 200 < t ≤ 500 | 500 < t ≤ 1000 | 1000 < t ≤ 5000 | 5000 < t ≤ 60000
80 ≤ u < 90 | 0 | 0 | 0 | 0 | 0 | 0
70 ≤ u < 80 | 0 | 0 | 0 | 0 | 0 | 0
40 ≤ u < 70 | 0 | 0 | 0 | 0 | 0 | 0
5 ≤ u < 40 | 0 | 0 | 0 | 0 | 0 | 0
u < 5 | 0 | 0 | 0 | 0 | 0 | 0
Total | 0 | 0 | 0 | 0 | 0 | 0
PITO01(PTA 1 PIETROSU)¦ meter SN:1009141000000262
Tensiune reziduală u% | Durata t ms |  |  |  |  | Total
| 10 < t ≤ 200 | 200 < t ≤ 500 | 500 < t ≤ 1000 | 1000 < t ≤ 5000 | 5000 < t ≤ 60000
80 ≤ u < 90 | 0 | 0 | 0 | 0 | 0 | 0
70 ≤ u < 80 | 0 | 0 | 0 | 0 | 0 | 0
40 ≤ u < 70 | 0 | 0 | 0 | 0 | 0 | 0
5 ≤ u < 40 | 0 | 0 | 0 | 0 | 0 | 0
u < 5 | 0 | 0 | 0 | 0 | 0 | 0
Total | 0 | 0 | 0 | 0 | 0 | 0
POHU01(PTA 1 POIANA HUMEI)¦ meter SN:1009151000002744
Tensiune reziduală u% | Durata t ms |  |  |  |  | Total
| 10 < t ≤ 200 | 200 < t ≤ 500 | 500 < t ≤ 1000 | 1000 < t ≤ 5000 | 5000 < t ≤ 60000
80 ≤ u < 90 | 0 | 0 | 0 | 0 | 0 | 0
70 ≤ u < 80 | 0 | 0 | 0 | 0 | 0 | 0
40 ≤ u < 70 | 0 | 0 | 0 | 0 | 0 | 0
5 ≤ u < 40 | 0 | 0 | 0 | 0 | 0 | 0
u < 5 | 0 | 0 | 0 | 0 | 0 | 0
Total | 0 | 0 | 0 | 0 | 0 | 0
POIE01(PTA 1 POIENARI)¦ meter SN:1009141000000255
Tensiune reziduală u% | Durata t ms |  |  |  |  | Total
| 10 < t ≤ 200 | 200 < t ≤ 500 | 500 < t ≤ 1000 | 1000 < t ≤ 5000 | 5000 < t ≤ 60000
80 ≤ u < 90 | 0 | 0 | 0 | 0 | 0 | 0
70 ≤ u < 80 | 0 | 0 | 0 | 0 | 0 | 0
40 ≤ u < 70 | 0 | 0 | 0 | 0 | 0 | 0
5 ≤ u < 40 | 0 | 0 | 0 | 0 | 0 | 0
u < 5 | 0 | 0 | 0 | 0 | 0 | 0
Total | 0 | 0 | 0 | 0 | 0 | 0
POIE02(PTA 2 POIENARI)¦ meter SN:1009151000002359
Tensiune reziduală u% | Durata t ms |  |  |  |  | Total
| 10 < t ≤ 200 | 200 < t ≤ 500 | 500 < t ≤ 1000 | 1000 < t ≤ 5000 | 5000 < t ≤ 60000
80 ≤ u < 90 | 0 | 0 | 0 | 0 | 0 | 0
70 ≤ u < 80 | 0 | 0 | 0 | 0 | 0 | 0
40 ≤ u < 70 | 0 | 0 | 0 | 0 | 0 | 0
5 ≤ u < 40 | 0 | 0 | 0 | 0 | 0 | 0
u < 5 | 0 | 0 | 0 | 0 | 0 | 0
Total | 0 | 0 | 0 | 0 | 0 | 0
POIE03(PTA 3 POIENARI)¦ meter SN:1009151000002810
Tensiune reziduală u% | Durata t ms |  |  |  |  | Total
| 10 < t ≤ 200 | 200 < t ≤ 500 | 500 < t ≤ 1000 | 1000 < t ≤ 5000 | 5000 < t ≤ 60000
80 ≤ u < 90 | 0 | 0 | 0 | 0 | 0 | 0
70 ≤ u < 80 | 0 | 0 | 0 | 0 | 0 | 0
40 ≤ u < 70 | 0 | 0 | 0 | 0 | 0 | 0
5 ≤ u < 40 | 0 | 0 | 0 | 0 | 0 | 0
u < 5 | 0 | 0 | 0 | 0 | 0 | 0
Total | 0 | 0 | 0 | 0 | 0 | 0
POOA01(PTA 1 POIENILE OANCEI)¦ meter SN:1009151000002185
Tensiune reziduală u% | Durata t ms |  |  |  |  | Total
| 10 < t ≤ 200 | 200 < t ≤ 500 | 500 < t ≤ 1000 | 1000 < t ≤ 5000 | 5000 < t ≤ 60000
80 ≤ u < 90 | 0 | 0 | 0 | 0 | 0 | 0
70 ≤ u < 80 | 0 | 0 | 0 | 0 | 0 | 0
40 ≤ u < 70 | 0 | 0 | 0 | 0 | 0 | 0
5 ≤ u < 40 | 0 | 0 | 0 | 0 | 0 | 0
u < 5 | 0 | 0 | 0 | 0 | 0 | 0
Total | 0 | 0 | 0 | 0 | 0 | 0
PTRH01(PTA 1 PATRICHENI)¦ meter SN:1009151000001546
Tensiune reziduală u% | Durata t ms |  |  |  |  | Total
| 10 < t ≤ 200 | 200 < t ≤ 500 | 500 < t ≤ 1000 | 1000 < t ≤ 5000 | 5000 < t ≤ 60000
80 ≤ u < 90 | 0 | 0 | 0 | 0 | 0 | 0
70 ≤ u < 80 | 0 | 0 | 0 | 0 | 0 | 0
40 ≤ u < 70 | 0 | 0 | 0 | 0 | 0 | 0
5 ≤ u < 40 | 0 | 0 | 0 | 0 | 0 | 0
u < 5 | 0 | 0 | 0 | 0 | 0 | 0
Total | 0 | 0 | 0 | 0 | 0 | 0
PUST01(PTA 1 PUSTIETA)¦ meter SN:1009151000002818
Tensiune reziduală u% | Durata t ms |  |  |  |  | Total
| 10 < t ≤ 200 | 200 < t ≤ 500 | 500 < t ≤ 1000 | 1000 < t ≤ 5000 | 5000 < t ≤ 60000
80 ≤ u < 90 | 0 | 0 | 0 | 0 | 0 | 0
70 ≤ u < 80 | 0 | 0 | 0 | 0 | 0 | 0
40 ≤ u < 70 | 0 | 0 | 0 | 0 | 0 | 0
5 ≤ u < 40 | 0 | 0 | 0 | 0 | 0 | 0
u < 5 | 0 | 0 | 0 | 0 | 0 | 0
Total | 0 | 0 | 0 | 0 | 0 | 0
RECI01(PTA 1 RECEA)¦ meter SN:1702334125532450
Tensiune reziduală u% | Durata t ms |  |  |  |  | Total
| 10 < t ≤ 200 | 200 < t ≤ 500 | 500 < t ≤ 1000 | 1000 < t ≤ 5000 | 5000 < t ≤ 60000
80 ≤ u < 90 | 0 | 0 | 0 | 0 | 0 | 0
70 ≤ u < 80 | 0 | 0 | 0 | 0 | 0 | 0
40 ≤ u < 70 | 0 | 0 | 0 | 0 | 0 | 0
5 ≤ u < 40 | 0 | 0 | 0 | 0 | 0 | 0
u < 5 | 0 | 0 | 0 | 0 | 0 | 0
Total | 0 | 0 | 0 | 0 | 0 | 0
RECI02(PTA 2 RECEA)¦ meter SN:1702334123717674
Tensiune reziduală u% | Durata t ms |  |  |  |  | Total
| 10 < t ≤ 200 | 200 < t ≤ 500 | 500 < t ≤ 1000 | 1000 < t ≤ 5000 | 5000 < t ≤ 60000
80 ≤ u < 90 | 0 | 0 | 0 | 0 | 0 | 0
70 ≤ u < 80 | 0 | 0 | 0 | 0 | 0 | 0
40 ≤ u < 70 | 0 | 0 | 0 | 0 | 0 | 0
5 ≤ u < 40 | 0 | 0 | 0 | 0 | 0 | 0
u < 5 | 0 | 0 | 0 | 0 | 0 | 0
Total | 0 | 0 | 0 | 0 | 0 | 0
REDB01(PTA 1 REDIU)¦ meter SN:1009151000002519
Tensiune reziduală u% | Durata t ms |  |  |  |  | Total
| 10 < t ≤ 200 | 200 < t ≤ 500 | 500 < t ≤ 1000 | 1000 < t ≤ 5000 | 5000 < t ≤ 60000
80 ≤ u < 90 | 0 | 0 | 0 | 0 | 0 | 0
70 ≤ u < 80 | 0 | 0 | 0 | 0 | 0 | 0
40 ≤ u < 70 | 0 | 0 | 0 | 0 | 0 | 0
5 ≤ u < 40 | 0 | 0 | 0 | 0 | 0 | 0
u < 5 | 0 | 0 | 0 | 0 | 0 | 0
Total | 0 | 0 | 0 | 0 | 0 | 0
ROCN01(PTA 1 ROCNA)¦ meter SN:1009151000002343
Tensiune reziduală u% | Durata t ms |  |  |  |  | Total
| 10 < t ≤ 200 | 200 < t ≤ 500 | 500 < t ≤ 1000 | 1000 < t ≤ 5000 | 5000 < t ≤ 60000
80 ≤ u < 90 | 0 | 0 | 0 | 0 | 0 | 0
70 ≤ u < 80 | 0 | 0 | 0 | 0 | 0 | 0
40 ≤ u < 70 | 0 | 0 | 0 | 0 | 0 | 0
5 ≤ u < 40 | 0 | 0 | 0 | 0 | 0 | 0
u < 5 | 0 | 0 | 0 | 0 | 0 | 0
Total | 0 | 0 | 0 | 0 | 0 | 0
ROM041(PTA 41 ROMAN)¦ meter SN:1009151000002652
Tensiune reziduală u% | Durata t ms |  |  |  |  | Total
| 10 < t ≤ 200 | 200 < t ≤ 500 | 500 < t ≤ 1000 | 1000 < t ≤ 5000 | 5000 < t ≤ 60000
80 ≤ u < 90 | 0 | 0 | 0 | 0 | 0 | 0
70 ≤ u < 80 | 0 | 0 | 0 | 0 | 0 | 0
40 ≤ u < 70 | 0 | 0 | 0 | 0 | 0 | 0
5 ≤ u < 40 | 0 | 0 | 0 | 0 | 0 | 0
u < 5 | 0 | 0 | 0 | 0 | 0 | 0
Total | 0 | 0 | 0 | 0 | 0 | 0
ROM074(PTA 74 ROMAN)¦ meter SN:1702334123717683
Tensiune reziduală u% | Durata t ms |  |  |  |  | Total
| 10 < t ≤ 200 | 200 < t ≤ 500 | 500 < t ≤ 1000 | 1000 < t ≤ 5000 | 5000 < t ≤ 60000
80 ≤ u < 90 | 0 | 0 | 0 | 0 | 0 | 0
70 ≤ u < 80 | 0 | 0 | 0 | 0 | 0 | 0
40 ≤ u < 70 | 0 | 0 | 0 | 0 | 0 | 0
5 ≤ u < 40 | 0 | 0 | 0 | 0 | 0 | 0
u < 5 | 0 | 0 | 0 | 0 | 0 | 0
Total | 0 | 0 | 0 | 0 | 0 | 0
ROSD01(PTA 1 ROSIORI)¦ meter SN:1009151000002654
Tensiune reziduală u% | Durata t ms |  |  |  |  | Total
| 10 < t ≤ 200 | 200 < t ≤ 500 | 500 < t ≤ 1000 | 1000 < t ≤ 5000 | 5000 < t ≤ 60000
80 ≤ u < 90 | 0 | 0 | 0 | 0 | 0 | 0
70 ≤ u < 80 | 0 | 0 | 0 | 0 | 0 | 0
40 ≤ u < 70 | 0 | 0 | 0 | 0 | 0 | 0
5 ≤ u < 40 | 0 | 0 | 0 | 0 | 0 | 0
u < 5 | 0 | 0 | 0 | 0 | 0 | 0
Total | 0 | 0 | 0 | 0 | 0 | 0
RTND01(PTA 1 ROTUNDA)¦ meter SN:1009151000002582
Tensiune reziduală u% | Durata t ms |  |  |  |  | Total
| 10 < t ≤ 200 | 200 < t ≤ 500 | 500 < t ≤ 1000 | 1000 < t ≤ 5000 | 5000 < t ≤ 60000
80 ≤ u < 90 | 0 | 0 | 0 | 0 | 0 | 0
70 ≤ u < 80 | 0 | 0 | 0 | 0 | 0 | 0
40 ≤ u < 70 | 0 | 0 | 0 | 0 | 0 | 0
5 ≤ u < 40 | 0 | 0 | 0 | 0 | 0 | 0
u < 5 | 0 | 0 | 0 | 0 | 0 | 0
Total | 0 | 0 | 0 | 0 | 0 | 0
RTND02(PTA 2 ROTUNDA)¦ meter SN:1009151000002710
Tensiune reziduală u% | Durata t ms |  |  |  |  | Total
| 10 < t ≤ 200 | 200 < t ≤ 500 | 500 < t ≤ 1000 | 1000 < t ≤ 5000 | 5000 < t ≤ 60000
80 ≤ u < 90 | 0 | 0 | 0 | 0 | 0 | 0
70 ≤ u < 80 | 0 | 0 | 0 | 0 | 0 | 0
40 ≤ u < 70 | 0 | 0 | 0 | 0 | 0 | 0
5 ≤ u < 40 | 0 | 0 | 0 | 0 | 0 | 0
u < 5 | 0 | 0 | 0 | 0 | 0 | 0
Total | 0 | 0 | 0 | 0 | 0 | 0
RTND03(PTA 3 ROTUNDA)¦ meter SN:1009151000002306
Tensiune reziduală u% | Durata t ms |  |  |  |  | Total
| 10 < t ≤ 200 | 200 < t ≤ 500 | 500 < t ≤ 1000 | 1000 < t ≤ 5000 | 5000 < t ≤ 60000
80 ≤ u < 90 | 0 | 0 | 0 | 0 | 0 | 0
70 ≤ u < 80 | 0 | 0 | 0 | 0 | 0 | 0
40 ≤ u < 70 | 0 | 0 | 0 | 0 | 0 | 0
5 ≤ u < 40 | 0 | 0 | 0 | 0 | 0 | 0
u < 5 | 0 | 0 | 0 | 0 | 0 | 0
Total | 0 | 0 | 0 | 0 | 0 | 0
RUGD01(PTA 1 RUGINOASA)¦ meter SN:1009151000002367
Tensiune reziduală u% | Durata t ms |  |  |  |  | Total
| 10 < t ≤ 200 | 200 < t ≤ 500 | 500 < t ≤ 1000 | 1000 < t ≤ 5000 | 5000 < t ≤ 60000
80 ≤ u < 90 | 0 | 0 | 0 | 0 | 0 | 0
70 ≤ u < 80 | 0 | 0 | 0 | 0 | 0 | 0
40 ≤ u < 70 | 0 | 0 | 0 | 0 | 0 | 0
5 ≤ u < 40 | 0 | 0 | 0 | 0 | 0 | 0
u < 5 | 0 | 0 | 0 | 0 | 0 | 0
Total | 0 | 0 | 0 | 0 | 0 | 0
RUGD02(PTA 2 RUGINOASA)¦ meter SN:1009151000002344
Tensiune reziduală u% | Durata t ms |  |  |  |  | Total
| 10 < t ≤ 200 | 200 < t ≤ 500 | 500 < t ≤ 1000 | 1000 < t ≤ 5000 | 5000 < t ≤ 60000
80 ≤ u < 90 | 0 | 0 | 0 | 0 | 0 | 0
70 ≤ u < 80 | 0 | 0 | 0 | 0 | 0 | 0
40 ≤ u < 70 | 0 | 0 | 0 | 0 | 0 | 0
5 ≤ u < 40 | 0 | 0 | 0 | 0 | 0 | 0
u < 5 | 0 | 0 | 0 | 0 | 0 | 0
Total | 0 | 0 | 0 | 0 | 0 | 0
RUGD04(PTA 4 RUGINOASA)¦ meter SN:1009151000002346
Tensiune reziduală u% | Durata t ms |  |  |  |  | Total
| 10 < t ≤ 200 | 200 < t ≤ 500 | 500 < t ≤ 1000 | 1000 < t ≤ 5000 | 5000 < t ≤ 60000
80 ≤ u < 90 | 0 | 0 | 0 | 0 | 0 | 0
70 ≤ u < 80 | 0 | 0 | 0 | 0 | 0 | 0
40 ≤ u < 70 | 0 | 0 | 0 | 0 | 0 | 0
5 ≤ u < 40 | 0 | 0 | 0 | 0 | 0 | 0
u < 5 | 0 | 0 | 0 | 0 | 0 | 0
Total | 0 | 0 | 0 | 0 | 0 | 0
RUGD05(PTA 5 RUGINOASA)¦ meter SN:1009151000002280
Tensiune reziduală u% | Durata t ms |  |  |  |  | Total
| 10 < t ≤ 200 | 200 < t ≤ 500 | 500 < t ≤ 1000 | 1000 < t ≤ 5000 | 5000 < t ≤ 60000
80 ≤ u < 90 | 0 | 0 | 0 | 0 | 0 | 0
70 ≤ u < 80 | 0 | 0 | 0 | 0 | 0 | 0
40 ≤ u < 70 | 0 | 0 | 0 | 0 | 0 | 0
5 ≤ u < 40 | 0 | 0 | 0 | 0 | 0 | 0
u < 5 | 0 | 0 | 0 | 0 | 0 | 0
Total | 0 | 0 | 0 | 0 | 0 | 0
RUGD06(PTA 6 RUGINOASA)¦ meter SN:1009151000002376
Tensiune reziduală u% | Durata t ms |  |  |  |  | Total
| 10 < t ≤ 200 | 200 < t ≤ 500 | 500 < t ≤ 1000 | 1000 < t ≤ 5000 | 5000 < t ≤ 60000
80 ≤ u < 90 | 0 | 0 | 0 | 0 | 0 | 0
70 ≤ u < 80 | 0 | 0 | 0 | 0 | 0 | 0
40 ≤ u < 70 | 0 | 0 | 0 | 0 | 0 | 0
5 ≤ u < 40 | 0 | 0 | 0 | 0 | 0 | 0
u < 5 | 0 | 0 | 0 | 0 | 0 | 0
Total | 0 | 0 | 0 | 0 | 0 | 0
RUGD07(PTA 7 RUGINOASA)¦ meter SN:1009151000002151
Tensiune reziduală u% | Durata t ms |  |  |  |  | Total
| 10 < t ≤ 200 | 200 < t ≤ 500 | 500 < t ≤ 1000 | 1000 < t ≤ 5000 | 5000 < t ≤ 60000
80 ≤ u < 90 | 0 | 0 | 0 | 0 | 0 | 0
70 ≤ u < 80 | 0 | 0 | 0 | 0 | 0 | 0
40 ≤ u < 70 | 0 | 0 | 0 | 0 | 0 | 0
5 ≤ u < 40 | 0 | 0 | 0 | 0 | 0 | 0
u < 5 | 0 | 0 | 0 | 0 | 0 | 0
Total | 0 | 0 | 0 | 0 | 0 | 0
RUGD09(PTA 9 RUGINOASA)¦ meter SN:1009151000002184
Tensiune reziduală u% | Durata t ms |  |  |  |  | Total
| 10 < t ≤ 200 | 200 < t ≤ 500 | 500 < t ≤ 1000 | 1000 < t ≤ 5000 | 5000 < t ≤ 60000
80 ≤ u < 90 | 0 | 0 | 0 | 0 | 0 | 0
70 ≤ u < 80 | 0 | 0 | 0 | 0 | 0 | 0
40 ≤ u < 70 | 0 | 0 | 0 | 0 | 0 | 0
5 ≤ u < 40 | 0 | 0 | 0 | 0 | 0 | 0
u < 5 | 0 | 0 | 0 | 0 | 0 | 0
Total | 0 | 0 | 0 | 0 | 0 | 0
SABA02(PTA 2 SABAOANI)¦ meter SN:1009151000001654
Tensiune reziduală u% | Durata t ms |  |  |  |  | Total
| 10 < t ≤ 200 | 200 < t ≤ 500 | 500 < t ≤ 1000 | 1000 < t ≤ 5000 | 5000 < t ≤ 60000
80 ≤ u < 90 | 0 | 0 | 0 | 0 | 0 | 0
70 ≤ u < 80 | 0 | 0 | 0 | 0 | 0 | 0
40 ≤ u < 70 | 0 | 0 | 0 | 0 | 0 | 0
5 ≤ u < 40 | 0 | 0 | 0 | 0 | 0 | 0
u < 5 | 0 | 0 | 0 | 0 | 0 | 0
Total | 0 | 0 | 0 | 0 | 0 | 0
SABA03(PTA 3 SABAOANI)¦ meter SN:1009151000001713
Tensiune reziduală u% | Durata t ms |  |  |  |  | Total
| 10 < t ≤ 200 | 200 < t ≤ 500 | 500 < t ≤ 1000 | 1000 < t ≤ 5000 | 5000 < t ≤ 60000
80 ≤ u < 90 | 0 | 0 | 0 | 0 | 0 | 0
70 ≤ u < 80 | 0 | 0 | 0 | 0 | 0 | 0
40 ≤ u < 70 | 0 | 0 | 0 | 0 | 0 | 0
5 ≤ u < 40 | 0 | 0 | 0 | 0 | 0 | 0
u < 5 | 0 | 0 | 0 | 0 | 0 | 0
Total | 0 | 0 | 0 | 0 | 0 | 0
SABA04(PTA 4 SABAOANI)¦ meter SN:1009151000001690
Tensiune reziduală u% | Durata t ms |  |  |  |  | Total
| 10 < t ≤ 200 | 200 < t ≤ 500 | 500 < t ≤ 1000 | 1000 < t ≤ 5000 | 5000 < t ≤ 60000
80 ≤ u < 90 | 0 | 0 | 0 | 0 | 0 | 0
70 ≤ u < 80 | 0 | 0 | 0 | 0 | 0 | 0
40 ≤ u < 70 | 0 | 0 | 0 | 0 | 0 | 0
5 ≤ u < 40 | 0 | 0 | 0 | 0 | 0 | 0
u < 5 | 0 | 0 | 0 | 0 | 0 | 0
Total | 0 | 0 | 0 | 0 | 0 | 0
SABA05(PTA 5 SABAOANI)¦ meter SN:1009151000001720
Tensiune reziduală u% | Durata t ms |  |  |  |  | Total
| 10 < t ≤ 200 | 200 < t ≤ 500 | 500 < t ≤ 1000 | 1000 < t ≤ 5000 | 5000 < t ≤ 60000
80 ≤ u < 90 | 0 | 0 | 0 | 0 | 0 | 0
70 ≤ u < 80 | 0 | 0 | 0 | 0 | 0 | 0
40 ≤ u < 70 | 0 | 0 | 0 | 0 | 0 | 0
5 ≤ u < 40 | 0 | 0 | 0 | 0 | 0 | 0
u < 5 | 0 | 0 | 0 | 0 | 0 | 0
Total | 0 | 0 | 0 | 0 | 0 | 0
SABA06(PTA 6 SABAOANI)¦ meter SN:1009151000001652
Tensiune reziduală u% | Durata t ms |  |  |  |  | Total
| 10 < t ≤ 200 | 200 < t ≤ 500 | 500 < t ≤ 1000 | 1000 < t ≤ 5000 | 5000 < t ≤ 60000
80 ≤ u < 90 | 0 | 0 | 0 | 0 | 0 | 0
70 ≤ u < 80 | 0 | 0 | 0 | 0 | 0 | 0
40 ≤ u < 70 | 0 | 0 | 0 | 0 | 0 | 0
5 ≤ u < 40 | 0 | 0 | 0 | 0 | 0 | 0
u < 5 | 0 | 0 | 0 | 0 | 0 | 0
Total | 0 | 0 | 0 | 0 | 0 | 0
SABA07(PTA 7 SABAOANI)¦ meter SN:1009151000002428
Tensiune reziduală u% | Durata t ms |  |  |  |  | Total
| 10 < t ≤ 200 | 200 < t ≤ 500 | 500 < t ≤ 1000 | 1000 < t ≤ 5000 | 5000 < t ≤ 60000
80 ≤ u < 90 | 0 | 0 | 0 | 0 | 0 | 0
70 ≤ u < 80 | 0 | 0 | 0 | 0 | 0 | 0
40 ≤ u < 70 | 0 | 0 | 0 | 0 | 0 | 0
5 ≤ u < 40 | 0 | 0 | 0 | 0 | 0 | 0
u < 5 | 0 | 0 | 0 | 0 | 0 | 0
Total | 0 | 0 | 0 | 0 | 0 | 0
SABA08(PTA 8 SABAOANI)¦ meter SN:1009151000002448
Tensiune reziduală u% | Durata t ms |  |  |  |  | Total
| 10 < t ≤ 200 | 200 < t ≤ 500 | 500 < t ≤ 1000 | 1000 < t ≤ 5000 | 5000 < t ≤ 60000
80 ≤ u < 90 | 0 | 0 | 0 | 0 | 0 | 0
70 ≤ u < 80 | 0 | 0 | 0 | 0 | 0 | 0
40 ≤ u < 70 | 0 | 0 | 0 | 0 | 0 | 0
5 ≤ u < 40 | 0 | 0 | 0 | 0 | 0 | 0
u < 5 | 0 | 0 | 0 | 0 | 0 | 0
Total | 0 | 0 | 0 | 0 | 0 | 0
SABA11(PTA 11 SABAOANI)¦ meter SN:1009151000002456
Tensiune reziduală u% | Durata t ms |  |  |  |  | Total
| 10 < t ≤ 200 | 200 < t ≤ 500 | 500 < t ≤ 1000 | 1000 < t ≤ 5000 | 5000 < t ≤ 60000
80 ≤ u < 90 | 0 | 0 | 0 | 0 | 0 | 0
70 ≤ u < 80 | 0 | 0 | 0 | 0 | 0 | 0
40 ≤ u < 70 | 0 | 0 | 0 | 0 | 0 | 0
5 ≤ u < 40 | 0 | 0 | 0 | 0 | 0 | 0
u < 5 | 0 | 0 | 0 | 0 | 0 | 0
Total | 0 | 0 | 0 | 0 | 0 | 0
SABA12(PTA 12 SABAOANI)¦ meter SN:1009151000002454
Tensiune reziduală u% | Durata t ms |  |  |  |  | Total
| 10 < t ≤ 200 | 200 < t ≤ 500 | 500 < t ≤ 1000 | 1000 < t ≤ 5000 | 5000 < t ≤ 60000
80 ≤ u < 90 | 0 | 0 | 0 | 0 | 0 | 0
70 ≤ u < 80 | 0 | 0 | 0 | 0 | 0 | 0
40 ≤ u < 70 | 0 | 0 | 0 | 0 | 0 | 0
5 ≤ u < 40 | 0 | 0 | 0 | 0 | 0 | 0
u < 5 | 0 | 0 | 0 | 0 | 0 | 0
Total | 0 | 0 | 0 | 0 | 0 | 0
SABA13(PTA 13 SABAOANI)¦ meter SN:1009151000002417
Tensiune reziduală u% | Durata t ms |  |  |  |  | Total
| 10 < t ≤ 200 | 200 < t ≤ 500 | 500 < t ≤ 1000 | 1000 < t ≤ 5000 | 5000 < t ≤ 60000
80 ≤ u < 90 | 0 | 0 | 0 | 0 | 0 | 0
70 ≤ u < 80 | 0 | 0 | 0 | 0 | 0 | 0
40 ≤ u < 70 | 0 | 0 | 0 | 0 | 0 | 0
5 ≤ u < 40 | 0 | 0 | 0 | 0 | 0 | 0
u < 5 | 0 | 0 | 0 | 0 | 0 | 0
Total | 0 | 0 | 0 | 0 | 0 | 0
SABA16(PTA 16 SABAOANI)¦ meter SN:1009151000002627
Tensiune reziduală u% | Durata t ms |  |  |  |  | Total
| 10 < t ≤ 200 | 200 < t ≤ 500 | 500 < t ≤ 1000 | 1000 < t ≤ 5000 | 5000 < t ≤ 60000
80 ≤ u < 90 | 0 | 0 | 0 | 0 | 0 | 0
70 ≤ u < 80 | 0 | 0 | 0 | 0 | 0 | 0
40 ≤ u < 70 | 0 | 0 | 0 | 0 | 0 | 0
5 ≤ u < 40 | 0 | 0 | 0 | 0 | 0 | 0
u < 5 | 0 | 0 | 0 | 0 | 0 | 0
Total | 0 | 0 | 0 | 0 | 0 | 0
SACA01(PTA 1 SACALENI)¦ meter SN:1009151000002795
Tensiune reziduală u% | Durata t ms |  |  |  |  | Total
| 10 < t ≤ 200 | 200 < t ≤ 500 | 500 < t ≤ 1000 | 1000 < t ≤ 5000 | 5000 < t ≤ 60000
80 ≤ u < 90 | 0 | 0 | 0 | 0 | 0 | 0
70 ≤ u < 80 | 0 | 0 | 0 | 0 | 0 | 0
40 ≤ u < 70 | 0 | 0 | 0 | 0 | 0 | 0
5 ≤ u < 40 | 0 | 0 | 0 | 0 | 0 | 0
u < 5 | 0 | 0 | 0 | 0 | 0 | 0
Total | 0 | 0 | 0 | 0 | 0 | 0
SECN01(PTA 1 SECUIENI)¦ meter SN:1009151000001436
Tensiune reziduală u% | Durata t ms |  |  |  |  | Total
| 10 < t ≤ 200 | 200 < t ≤ 500 | 500 < t ≤ 1000 | 1000 < t ≤ 5000 | 5000 < t ≤ 60000
80 ≤ u < 90 | 0 | 0 | 0 | 0 | 0 | 0
70 ≤ u < 80 | 0 | 0 | 0 | 0 | 0 | 0
40 ≤ u < 70 | 0 | 0 | 0 | 0 | 0 | 0
5 ≤ u < 40 | 0 | 0 | 0 | 0 | 0 | 0
u < 5 | 0 | 0 | 0 | 0 | 0 | 0
Total | 0 | 0 | 0 | 0 | 0 | 0
SECN02(PTA 2 SECUIENI)¦ meter SN:1009151000001458
Tensiune reziduală u% | Durata t ms |  |  |  |  | Total
| 10 < t ≤ 200 | 200 < t ≤ 500 | 500 < t ≤ 1000 | 1000 < t ≤ 5000 | 5000 < t ≤ 60000
80 ≤ u < 90 | 0 | 0 | 0 | 0 | 0 | 0
70 ≤ u < 80 | 0 | 0 | 0 | 0 | 0 | 0
40 ≤ u < 70 | 0 | 0 | 0 | 0 | 0 | 0
5 ≤ u < 40 | 0 | 0 | 0 | 0 | 0 | 0
u < 5 | 0 | 0 | 0 | 0 | 0 | 0
Total | 0 | 0 | 0 | 0 | 0 | 0
SECN03(PTA 3 SECUIENI)¦ meter SN:1009151000001571
Tensiune reziduală u% | Durata t ms |  |  |  |  | Total
| 10 < t ≤ 200 | 200 < t ≤ 500 | 500 < t ≤ 1000 | 1000 < t ≤ 5000 | 5000 < t ≤ 60000
80 ≤ u < 90 | 0 | 0 | 0 | 0 | 0 | 0
70 ≤ u < 80 | 0 | 0 | 0 | 0 | 0 | 0
40 ≤ u < 70 | 0 | 0 | 0 | 0 | 0 | 0
5 ≤ u < 40 | 0 | 0 | 0 | 0 | 0 | 0
u < 5 | 0 | 0 | 0 | 0 | 0 | 0
Total | 0 | 0 | 0 | 0 | 0 | 0
SENO01(PTA 1 SECUIENII NOI)¦ meter SN:1009151000001444
Tensiune reziduală u% | Durata t ms |  |  |  |  | Total
| 10 < t ≤ 200 | 200 < t ≤ 500 | 500 < t ≤ 1000 | 1000 < t ≤ 5000 | 5000 < t ≤ 60000
80 ≤ u < 90 | 0 | 0 | 0 | 0 | 0 | 0
70 ≤ u < 80 | 0 | 0 | 0 | 0 | 0 | 0
40 ≤ u < 70 | 0 | 0 | 0 | 0 | 0 | 0
5 ≤ u < 40 | 0 | 0 | 0 | 0 | 0 | 0
u < 5 | 0 | 0 | 0 | 0 | 0 | 0
Total | 0 | 0 | 0 | 0 | 0 | 0
SIMN01(PTA 1 SIMIONESTI)¦ meter SN:1009151000002304
Tensiune reziduală u% | Durata t ms |  |  |  |  | Total
| 10 < t ≤ 200 | 200 < t ≤ 500 | 500 < t ≤ 1000 | 1000 < t ≤ 5000 | 5000 < t ≤ 60000
80 ≤ u < 90 | 0 | 0 | 0 | 0 | 0 | 0
70 ≤ u < 80 | 0 | 0 | 0 | 0 | 0 | 0
40 ≤ u < 70 | 0 | 0 | 0 | 0 | 0 | 0
5 ≤ u < 40 | 0 | 0 | 0 | 0 | 0 | 0
u < 5 | 0 | 0 | 0 | 0 | 0 | 0
Total | 0 | 0 | 0 | 0 | 0 | 0
SLBI01(PTA 1 SLOBOZIA)¦ meter SN:1009151000002758
Tensiune reziduală u% | Durata t ms |  |  |  |  | Total
| 10 < t ≤ 200 | 200 < t ≤ 500 | 500 < t ≤ 1000 | 1000 < t ≤ 5000 | 5000 < t ≤ 60000
80 ≤ u < 90 | 0 | 0 | 0 | 0 | 0 | 0
70 ≤ u < 80 | 0 | 0 | 0 | 0 | 0 | 0
40 ≤ u < 70 | 0 | 0 | 0 | 0 | 0 | 0
5 ≤ u < 40 | 0 | 0 | 0 | 0 | 0 | 0
u < 5 | 0 | 0 | 0 | 0 | 0 | 0
Total | 0 | 0 | 0 | 0 | 0 | 0
SLBI02(PTA 2 SLOBOZIA)¦ meter SN:1009151000002612
Tensiune reziduală u% | Durata t ms |  |  |  |  | Total
| 10 < t ≤ 200 | 200 < t ≤ 500 | 500 < t ≤ 1000 | 1000 < t ≤ 5000 | 5000 < t ≤ 60000
80 ≤ u < 90 | 0 | 0 | 0 | 0 | 0 | 0
70 ≤ u < 80 | 0 | 0 | 0 | 0 | 0 | 0
40 ≤ u < 70 | 0 | 0 | 0 | 0 | 0 | 0
5 ≤ u < 40 | 0 | 0 | 0 | 0 | 0 | 0
u < 5 | 0 | 0 | 0 | 0 | 0 | 0
Total | 0 | 0 | 0 | 0 | 0 | 0
SLCA01(PTA 1 SOLCA)¦ meter SN:1009151000002602
Tensiune reziduală u% | Durata t ms |  |  |  |  | Total
| 10 < t ≤ 200 | 200 < t ≤ 500 | 500 < t ≤ 1000 | 1000 < t ≤ 5000 | 5000 < t ≤ 60000
80 ≤ u < 90 | 0 | 0 | 0 | 0 | 0 | 0
70 ≤ u < 80 | 0 | 0 | 0 | 0 | 0 | 0
40 ≤ u < 70 | 0 | 0 | 0 | 0 | 0 | 0
5 ≤ u < 40 | 0 | 0 | 0 | 0 | 0 | 0
u < 5 | 0 | 0 | 0 | 0 | 0 | 0
Total | 0 | 0 | 0 | 0 | 0 | 0
SPIR01(PTA 1 SPIRIDONESTI)¦ meter SN:1009151000002812
Tensiune reziduală u% | Durata t ms |  |  |  |  | Total
| 10 < t ≤ 200 | 200 < t ≤ 500 | 500 < t ≤ 1000 | 1000 < t ≤ 5000 | 5000 < t ≤ 60000
80 ≤ u < 90 | 0 | 0 | 0 | 0 | 0 | 0
70 ≤ u < 80 | 0 | 0 | 0 | 0 | 0 | 0
40 ≤ u < 70 | 0 | 0 | 0 | 0 | 0 | 0
5 ≤ u < 40 | 0 | 0 | 0 | 0 | 0 | 0
u < 5 | 0 | 0 | 0 | 0 | 0 | 0
Total | 0 | 0 | 0 | 0 | 0 | 0
STAN01(PTA 1 STANITA)¦ meter SN:1009151000001501
Tensiune reziduală u% | Durata t ms |  |  |  |  | Total
| 10 < t ≤ 200 | 200 < t ≤ 500 | 500 < t ≤ 1000 | 1000 < t ≤ 5000 | 5000 < t ≤ 60000
80 ≤ u < 90 | 0 | 0 | 0 | 0 | 0 | 0
70 ≤ u < 80 | 0 | 0 | 0 | 0 | 0 | 0
40 ≤ u < 70 | 0 | 0 | 0 | 0 | 0 | 0
5 ≤ u < 40 | 0 | 0 | 0 | 0 | 0 | 0
u < 5 | 0 | 0 | 0 | 0 | 0 | 0
Total | 0 | 0 | 0 | 0 | 0 | 0
STAN02(PTA 2 STANITA)¦ meter SN:1009151000002805
Tensiune reziduală u% | Durata t ms |  |  |  |  | Total
| 10 < t ≤ 200 | 200 < t ≤ 500 | 500 < t ≤ 1000 | 1000 < t ≤ 5000 | 5000 < t ≤ 60000
80 ≤ u < 90 | 0 | 0 | 0 | 0 | 0 | 0
70 ≤ u < 80 | 0 | 0 | 0 | 0 | 0 | 0
40 ≤ u < 70 | 0 | 0 | 0 | 0 | 0 | 0
5 ≤ u < 40 | 0 | 0 | 0 | 0 | 0 | 0
u < 5 | 0 | 0 | 0 | 0 | 0 | 0
Total | 0 | 0 | 0 | 0 | 0 | 0
STEI01(PTA 1 STEJARU CUCI)¦ meter SN:1702334125532453
Tensiune reziduală u% | Durata t ms |  |  |  |  | Total
| 10 < t ≤ 200 | 200 < t ≤ 500 | 500 < t ≤ 1000 | 1000 < t ≤ 5000 | 5000 < t ≤ 60000
80 ≤ u < 90 | 0 | 0 | 0 | 0 | 0 | 0
70 ≤ u < 80 | 0 | 0 | 0 | 0 | 0 | 0
40 ≤ u < 70 | 0 | 0 | 0 | 0 | 0 | 0
5 ≤ u < 40 | 0 | 0 | 0 | 0 | 0 | 0
u < 5 | 0 | 0 | 0 | 0 | 0 | 0
Total | 0 | 0 | 0 | 0 | 0 | 0
TABA01(PTA 1 TABARA)¦ meter SN:1009151000002741
Tensiune reziduală u% | Durata t ms |  |  |  |  | Total
| 10 < t ≤ 200 | 200 < t ≤ 500 | 500 < t ≤ 1000 | 1000 < t ≤ 5000 | 5000 < t ≤ 60000
80 ≤ u < 90 | 0 | 0 | 0 | 0 | 0 | 0
70 ≤ u < 80 | 0 | 0 | 0 | 0 | 0 | 0
40 ≤ u < 70 | 0 | 0 | 0 | 0 | 0 | 0
5 ≤ u < 40 | 0 | 0 | 0 | 0 | 0 | 0
u < 5 | 0 | 0 | 0 | 0 | 0 | 0
Total | 0 | 0 | 0 | 0 | 0 | 0
TDIR01(PTA 1 TODIRENI)¦ meter SN:1009151000002687
Tensiune reziduală u% | Durata t ms |  |  |  |  | Total
| 10 < t ≤ 200 | 200 < t ≤ 500 | 500 < t ≤ 1000 | 1000 < t ≤ 5000 | 5000 < t ≤ 60000
80 ≤ u < 90 | 0 | 0 | 0 | 0 | 0 | 0
70 ≤ u < 80 | 0 | 0 | 0 | 0 | 0 | 0
40 ≤ u < 70 | 0 | 0 | 0 | 0 | 0 | 0
5 ≤ u < 40 | 0 | 0 | 0 | 0 | 0 | 0
u < 5 | 0 | 0 | 0 | 0 | 0 | 0
Total | 0 | 0 | 0 | 0 | 0 | 0
TDIR02(PTA 2 TODIRENI)¦ meter SN:1009151000001572
Tensiune reziduală u% | Durata t ms |  |  |  |  | Total
| 10 < t ≤ 200 | 200 < t ≤ 500 | 500 < t ≤ 1000 | 1000 < t ≤ 5000 | 5000 < t ≤ 60000
80 ≤ u < 90 | 0 | 0 | 0 | 0 | 0 | 0
70 ≤ u < 80 | 0 | 0 | 0 | 0 | 0 | 0
40 ≤ u < 70 | 0 | 0 | 0 | 0 | 0 | 0
5 ≤ u < 40 | 0 | 0 | 0 | 0 | 0 | 0
u < 5 | 0 | 0 | 0 | 0 | 0 | 0
Total | 0 | 0 | 0 | 0 | 0 | 0
TLPI01(PTA 1 TALPALAI)¦ meter SN:1009151000002541
Tensiune reziduală u% | Durata t ms |  |  |  |  | Total
| 10 < t ≤ 200 | 200 < t ≤ 500 | 500 < t ≤ 1000 | 1000 < t ≤ 5000 | 5000 < t ≤ 60000
80 ≤ u < 90 | 0 | 0 | 0 | 0 | 0 | 0
70 ≤ u < 80 | 0 | 0 | 0 | 0 | 0 | 0
40 ≤ u < 70 | 0 | 0 | 0 | 0 | 0 | 0
5 ≤ u < 40 | 0 | 0 | 0 | 0 | 0 | 0
u < 5 | 0 | 0 | 0 | 0 | 0 | 0
Total | 0 | 0 | 0 | 0 | 0 | 0
TMSN01(PTA 1 TAMASENI)¦ meter SN:1009151000002211
Tensiune reziduală u% | Durata t ms |  |  |  |  | Total
| 10 < t ≤ 200 | 200 < t ≤ 500 | 500 < t ≤ 1000 | 1000 < t ≤ 5000 | 5000 < t ≤ 60000
80 ≤ u < 90 | 0 | 0 | 0 | 0 | 0 | 0
70 ≤ u < 80 | 0 | 0 | 0 | 0 | 0 | 0
40 ≤ u < 70 | 0 | 0 | 0 | 0 | 0 | 0
5 ≤ u < 40 | 0 | 0 | 0 | 0 | 0 | 0
u < 5 | 0 | 0 | 0 | 0 | 0 | 0
Total | 0 | 0 | 0 | 0 | 0 | 0
TMSN02(PTA 2 TAMASENI)¦ meter SN:1009151000002157
Tensiune reziduală u% | Durata t ms |  |  |  |  | Total
| 10 < t ≤ 200 | 200 < t ≤ 500 | 500 < t ≤ 1000 | 1000 < t ≤ 5000 | 5000 < t ≤ 60000
80 ≤ u < 90 | 0 | 0 | 0 | 0 | 0 | 0
70 ≤ u < 80 | 0 | 0 | 0 | 0 | 0 | 0
40 ≤ u < 70 | 0 | 0 | 0 | 0 | 0 | 0
5 ≤ u < 40 | 0 | 0 | 0 | 0 | 0 | 0
u < 5 | 0 | 0 | 0 | 0 | 0 | 0
Total | 0 | 0 | 0 | 0 | 0 | 0
TMSN03(PTA 3 TAMASENI)¦ meter SN:1009151000002561
Tensiune reziduală u% | Durata t ms |  |  |  |  | Total
| 10 < t ≤ 200 | 200 < t ≤ 500 | 500 < t ≤ 1000 | 1000 < t ≤ 5000 | 5000 < t ≤ 60000
80 ≤ u < 90 | 0 | 0 | 0 | 0 | 0 | 0
70 ≤ u < 80 | 0 | 0 | 0 | 0 | 0 | 0
40 ≤ u < 70 | 0 | 0 | 0 | 0 | 0 | 0
5 ≤ u < 40 | 0 | 0 | 0 | 0 | 0 | 0
u < 5 | 0 | 0 | 0 | 0 | 0 | 0
Total | 0 | 0 | 0 | 0 | 0 | 0
TMSN07(PTA 7 TAMASENI)¦ meter SN:1009151000001398
Tensiune reziduală u% | Durata t ms |  |  |  |  | Total
| 10 < t ≤ 200 | 200 < t ≤ 500 | 500 < t ≤ 1000 | 1000 < t ≤ 5000 | 5000 < t ≤ 60000
80 ≤ u < 90 | 0 | 0 | 0 | 0 | 0 | 0
70 ≤ u < 80 | 0 | 0 | 0 | 0 | 0 | 0
40 ≤ u < 70 | 0 | 0 | 0 | 0 | 0 | 0
5 ≤ u < 40 | 0 | 0 | 0 | 0 | 0 | 0
u < 5 | 0 | 0 | 0 | 0 | 0 | 0
Total | 0 | 0 | 0 | 0 | 0 | 0
TMSN08(PTA 8 TAMASENI)¦ meter SN:1009151000002825
Tensiune reziduală u% | Durata t ms |  |  |  |  | Total
| 10 < t ≤ 200 | 200 < t ≤ 500 | 500 < t ≤ 1000 | 1000 < t ≤ 5000 | 5000 < t ≤ 60000
80 ≤ u < 90 | 0 | 0 | 0 | 0 | 0 | 0
70 ≤ u < 80 | 0 | 0 | 0 | 0 | 0 | 0
40 ≤ u < 70 | 0 | 0 | 0 | 0 | 0 | 0
5 ≤ u < 40 | 0 | 0 | 0 | 0 | 0 | 0
u < 5 | 0 | 0 | 0 | 0 | 0 | 0
Total | 0 | 0 | 0 | 0 | 0 | 0
TRAS01(PTA 1 TRAIAN)¦ meter SN:1009151000002207
Tensiune reziduală u% | Durata t ms |  |  |  |  | Total
| 10 < t ≤ 200 | 200 < t ≤ 500 | 500 < t ≤ 1000 | 1000 < t ≤ 5000 | 5000 < t ≤ 60000
80 ≤ u < 90 | 0 | 0 | 0 | 0 | 0 | 0
70 ≤ u < 80 | 0 | 0 | 0 | 0 | 0 | 0
40 ≤ u < 70 | 0 | 0 | 0 | 0 | 0 | 0
5 ≤ u < 40 | 0 | 0 | 0 | 0 | 0 | 0
u < 5 | 0 | 0 | 0 | 0 | 0 | 0
Total | 0 | 0 | 0 | 0 | 0 | 0
TRAS04(PTA 4 TRAIAN)¦ meter SN:1009151000002155
Tensiune reziduală u% | Durata t ms |  |  |  |  | Total
| 10 < t ≤ 200 | 200 < t ≤ 500 | 500 < t ≤ 1000 | 1000 < t ≤ 5000 | 5000 < t ≤ 60000
80 ≤ u < 90 | 0 | 0 | 0 | 0 | 0 | 0
70 ≤ u < 80 | 0 | 0 | 0 | 0 | 0 | 0
40 ≤ u < 70 | 0 | 0 | 0 | 0 | 0 | 0
5 ≤ u < 40 | 0 | 0 | 0 | 0 | 0 | 0
u < 5 | 0 | 0 | 0 | 0 | 0 | 0
Total | 0 | 0 | 0 | 0 | 0 | 0
TRAS14(PTA 14 TRAIAN)¦ meter SN:1009151000002645
Tensiune reziduală u% | Durata t ms |  |  |  |  | Total
| 10 < t ≤ 200 | 200 < t ≤ 500 | 500 < t ≤ 1000 | 1000 < t ≤ 5000 | 5000 < t ≤ 60000
80 ≤ u < 90 | 0 | 0 | 0 | 0 | 0 | 0
70 ≤ u < 80 | 0 | 0 | 0 | 0 | 0 | 0
40 ≤ u < 70 | 0 | 0 | 0 | 0 | 0 | 0
5 ≤ u < 40 | 0 | 0 | 0 | 0 | 0 | 0
u < 5 | 0 | 0 | 0 | 0 | 0 | 0
Total | 0 | 0 | 0 | 0 | 0 | 0
VAEN01(PTA 1 VALEA ENEI)¦ meter SN:1009151000002360
Tensiune reziduală u% | Durata t ms |  |  |  |  | Total
| 10 < t ≤ 200 | 200 < t ≤ 500 | 500 < t ≤ 1000 | 1000 < t ≤ 5000 | 5000 < t ≤ 60000
80 ≤ u < 90 | 0 | 0 | 0 | 0 | 0 | 0
70 ≤ u < 80 | 0 | 0 | 0 | 0 | 0 | 0
40 ≤ u < 70 | 0 | 0 | 0 | 0 | 0 | 0
5 ≤ u < 40 | 0 | 0 | 0 | 0 | 0 | 0
u < 5 | 0 | 0 | 0 | 0 | 0 | 0
Total | 0 | 0 | 0 | 0 | 0 | 0
VLNB01(PTA 1 VALENI)¦ meter SN:1009151000002339
Tensiune reziduală u% | Durata t ms |  |  |  |  | Total
| 10 < t ≤ 200 | 200 < t ≤ 500 | 500 < t ≤ 1000 | 1000 < t ≤ 5000 | 5000 < t ≤ 60000
80 ≤ u < 90 | 0 | 0 | 0 | 0 | 0 | 0
70 ≤ u < 80 | 0 | 0 | 0 | 0 | 0 | 0
40 ≤ u < 70 | 0 | 0 | 0 | 0 | 0 | 0
5 ≤ u < 40 | 0 | 0 | 0 | 0 | 0 | 0
u < 5 | 0 | 0 | 0 | 0 | 0 | 0
Total | 0 | 0 | 0 | 0 | 0 | 0
ROM004(PTAV 4 ROMAN)¦ meter SN:1702234122711207
Tensiune reziduală u% | Durata t ms |  |  |  |  | Total
| 10 < t ≤ 200 | 200 < t ≤ 500 | 500 < t ≤ 1000 | 1000 < t ≤ 5000 | 5000 < t ≤ 60000
80 ≤ u < 90 | 0 | 0 | 0 | 0 | 0 | 0
70 ≤ u < 80 | 0 | 0 | 0 | 0 | 0 | 0
40 ≤ u < 70 | 0 | 0 | 0 | 0 | 0 | 0
5 ≤ u < 40 | 0 | 0 | 0 | 0 | 0 | 0
u < 5 | 0 | 0 | 0 | 0 | 0 | 0
Total | 0 | 0 | 0 | 0 | 0 | 0
ROM013(PTCZ 13 ROMAN)¦ meter SN:1702334123717692
Tensiune reziduală u% | Durata t ms |  |  |  |  | Total
| 10 < t ≤ 200 | 200 < t ≤ 500 | 500 < t ≤ 1000 | 1000 < t ≤ 5000 | 5000 < t ≤ 60000
80 ≤ u < 90 | 0 | 0 | 0 | 435 | 244 | 679
70 ≤ u < 80 | 0 | 0 | 0 | 0 | 0 | 0
40 ≤ u < 70 | 0 | 0 | 0 | 0 | 0 | 0
5 ≤ u < 40 | 0 | 0 | 0 | 0 | 0 | 0
u < 5 | 0 | 0 | 0 | 0 | 0 | 0
Total | 0 | 0 | 0 | 435 | 244 | 679
ROM017(PTCZ 17 ROMAN)¦ meter SN:1009141000001061
Tensiune reziduală u% | Durata t ms |  |  |  |  | Total
| 10 < t ≤ 200 | 200 < t ≤ 500 | 500 < t ≤ 1000 | 1000 < t ≤ 5000 | 5000 < t ≤ 60000
80 ≤ u < 90 | 0 | 0 | 0 | 0 | 0 | 0
70 ≤ u < 80 | 0 | 0 | 0 | 0 | 0 | 0
40 ≤ u < 70 | 0 | 0 | 0 | 0 | 0 | 0
5 ≤ u < 40 | 0 | 0 | 0 | 0 | 0 | 0
u < 5 | 0 | 0 | 0 | 0 | 0 | 0
Total | 0 | 0 | 0 | 0 | 0 | 0
ROM018(PTCZ 18 ROMAN)¦ meter SN:1009141000000940
Tensiune reziduală u% | Durata t ms |  |  |  |  | Total
| 10 < t ≤ 200 | 200 < t ≤ 500 | 500 < t ≤ 1000 | 1000 < t ≤ 5000 | 5000 < t ≤ 60000
80 ≤ u < 90 | 0 | 0 | 0 | 0 | 0 | 0
70 ≤ u < 80 | 0 | 0 | 0 | 0 | 0 | 0
40 ≤ u < 70 | 0 | 0 | 0 | 0 | 0 | 0
5 ≤ u < 40 | 0 | 0 | 0 | 0 | 0 | 0
u < 5 | 0 | 0 | 0 | 0 | 0 | 0
Total | 0 | 0 | 0 | 0 | 0 | 0
ROM062(PTANV 62 ROMAN)¦ meter SN:1702334123717693
Tensiune reziduală u% | Durata t ms |  |  |  |  | Total
| 10 < t ≤ 200 | 200 < t ≤ 500 | 500 < t ≤ 1000 | 1000 < t ≤ 5000 | 5000 < t ≤ 60000
80 ≤ u < 90 | 0 | 0 | 0 | 0 | 0 | 0
70 ≤ u < 80 | 0 | 0 | 0 | 0 | 0 | 0
40 ≤ u < 70 | 0 | 0 | 0 | 0 | 0 | 0
5 ≤ u < 40 | 0 | 0 | 0 | 0 | 0 | 0
u < 5 | 0 | 0 | 0 | 0 | 0 | 0
Total | 0 | 0 | 0 | 0 | 0 | 0
ROM106(PTCZ 106 ROMAN)¦ meter SN:1009151000002584
Tensiune reziduală u% | Durata t ms |  |  |  |  | Total
| 10 < t ≤ 200 | 200 < t ≤ 500 | 500 < t ≤ 1000 | 1000 < t ≤ 5000 | 5000 < t ≤ 60000
80 ≤ u < 90 | 0 | 0 | 0 | 0 | 0 | 0
70 ≤ u < 80 | 0 | 0 | 0 | 0 | 0 | 0
40 ≤ u < 70 | 0 | 0 | 0 | 0 | 0 | 0
5 ≤ u < 40 | 0 | 0 | 0 | 0 | 0 | 0
u < 5 | 0 | 0 | 0 | 0 | 0 | 0
Total | 0 | 0 | 0 | 0 | 0 | 0
ROM112(PTCZ 112 ROMAN)¦ meter SN:1009151000002324
Tensiune reziduală u% | Durata t ms |  |  |  |  | Total
| 10 < t ≤ 200 | 200 < t ≤ 500 | 500 < t ≤ 1000 | 1000 < t ≤ 5000 | 5000 < t ≤ 60000
80 ≤ u < 90 | 0 | 0 | 0 | 0 | 0 | 0
70 ≤ u < 80 | 0 | 0 | 0 | 0 | 0 | 0
40 ≤ u < 70 | 0 | 0 | 0 | 0 | 0 | 0
5 ≤ u < 40 | 0 | 0 | 0 | 0 | 0 | 0
u < 5 | 0 | 0 | 0 | 0 | 0 | 0
Total | 0 | 0 | 0 | 0 | 0 | 0
ROM145(PTCZ 145 ROMAN)¦ meter SN:1009151000002565
Tensiune reziduală u% | Durata t ms |  |  |  |  | Total
| 10 < t ≤ 200 | 200 < t ≤ 500 | 500 < t ≤ 1000 | 1000 < t ≤ 5000 | 5000 < t ≤ 60000
80 ≤ u < 90 | 0 | 0 | 0 | 0 | 0 | 0
70 ≤ u < 80 | 0 | 0 | 0 | 0 | 0 | 0
40 ≤ u < 70 | 0 | 0 | 0 | 0 | 0 | 0
5 ≤ u < 40 | 0 | 0 | 0 | 0 | 0 | 0
u < 5 | 0 | 0 | 0 | 0 | 0 | 0
Total | 0 | 0 | 0 | 0 | 0 | 0
ROM151(PTCZ 151 ROMAN)¦ meter SN:1702334123717691
Tensiune reziduală u% | Durata t ms |  |  |  |  | Total
| 10 < t ≤ 200 | 200 < t ≤ 500 | 500 < t ≤ 1000 | 1000 < t ≤ 5000 | 5000 < t ≤ 60000
80 ≤ u < 90 | 0 | 0 | 0 | 0 | 0 | 0
70 ≤ u < 80 | 0 | 0 | 0 | 0 | 0 | 0
40 ≤ u < 70 | 0 | 0 | 0 | 0 | 0 | 0
5 ≤ u < 40 | 0 | 0 | 0 | 0 | 0 | 0
u < 5 | 0 | 0 | 0 | 0 | 0 | 0
Total | 0 | 0 | 0 | 0 | 0 | 0
ROM162(PTCZ 162 ROMAN)¦ meter SN:1702334123978820
Tensiune reziduală u% | Durata t ms |  |  |  |  | Total
| 10 < t ≤ 200 | 200 < t ≤ 500 | 500 < t ≤ 1000 | 1000 < t ≤ 5000 | 5000 < t ≤ 60000
80 ≤ u < 90 | 0 | 0 | 0 | 0 | 0 | 0
70 ≤ u < 80 | 0 | 0 | 0 | 0 | 0 | 0
40 ≤ u < 70 | 0 | 0 | 0 | 0 | 0 | 0
5 ≤ u < 40 | 0 | 0 | 0 | 0 | 0 | 0
u < 5 | 0 | 0 | 0 | 0 | 0 | 0
Total | 0 | 0 | 0 | 0 | 0 | 0
ROM902(PA 2 ROMAN)¦ meter SN:1009151000002748
Tensiune reziduală u% | Durata t ms |  |  |  |  | Total
| 10 < t ≤ 200 | 200 < t ≤ 500 | 500 < t ≤ 1000 | 1000 < t ≤ 5000 | 5000 < t ≤ 60000
80 ≤ u < 90 | 0 | 0 | 0 | 0 | 0 | 0
70 ≤ u < 80 | 0 | 0 | 0 | 0 | 0 | 0
40 ≤ u < 70 | 0 | 0 | 0 | 0 | 0 | 0
5 ≤ u < 40 | 0 | 0 | 0 | 0 | 0 | 0
u < 5 | 0 | 0 | 0 | 0 | 0 | 0
Total | 0 | 0 | 0 | 0 | 0 | 0
ROM907(PA 7 ROMAN)¦ meter SN:1009151000002691
Tensiune reziduală u% | Durata t ms |  |  |  |  | Total
| 10 < t ≤ 200 | 200 < t ≤ 500 | 500 < t ≤ 1000 | 1000 < t ≤ 5000 | 5000 < t ≤ 60000
80 ≤ u < 90 | 0 | 0 | 0 | 0 | 0 | 0
70 ≤ u < 80 | 0 | 0 | 0 | 0 | 0 | 0
40 ≤ u < 70 | 0 | 0 | 0 | 0 | 0 | 0
5 ≤ u < 40 | 0 | 0 | 0 | 0 | 0 | 0
u < 5 | 0 | 0 | 0 | 0 | 0 | 0
Total | 0 | 0 | 0 | 0 | 0 | 0
ROM007(PTCZ 7 ROMAN)¦ meter SN:1009151000002486
Tensiune reziduală u% | Durata t ms |  |  |  |  | Total
| 10 < t ≤ 200 | 200 < t ≤ 500 | 500 < t ≤ 1000 | 1000 < t ≤ 5000 | 5000 < t ≤ 60000
80 ≤ u < 90 | 0 | 0 | 0 | 0 | 0 | 0
70 ≤ u < 80 | 0 | 0 | 0 | 0 | 0 | 0
40 ≤ u < 70 | 0 | 0 | 0 | 0 | 0 | 0
5 ≤ u < 40 | 0 | 0 | 0 | 0 | 0 | 0
u < 5 | 0 | 0 | 0 | 0 | 0 | 0
Total | 0 | 0 | 0 | 0 | 0 | 0
ROM012(PTS 12 ROMAN)¦ meter SN:1009141000000788
Tensiune reziduală u% | Durata t ms |  |  |  |  | Total
| 10 < t ≤ 200 | 200 < t ≤ 500 | 500 < t ≤ 1000 | 1000 < t ≤ 5000 | 5000 < t ≤ 60000
80 ≤ u < 90 | 0 | 0 | 0 | 0 | 0 | 0
70 ≤ u < 80 | 0 | 0 | 0 | 0 | 0 | 0
40 ≤ u < 70 | 0 | 0 | 0 | 0 | 0 | 0
5 ≤ u < 40 | 0 | 0 | 0 | 0 | 0 | 0
u < 5 | 0 | 0 | 0 | 0 | 0 | 0
Total | 0 | 0 | 0 | 0 | 0 | 0
ROM012(PTS 12 ROMAN)¦ meter SN:1009141000001068
Tensiune reziduală u% | Durata t ms |  |  |  |  | Total
| 10 < t ≤ 200 | 200 < t ≤ 500 | 500 < t ≤ 1000 | 1000 < t ≤ 5000 | 5000 < t ≤ 60000
80 ≤ u < 90 | 0 | 0 | 0 | 0 | 0 | 0
70 ≤ u < 80 | 0 | 0 | 0 | 0 | 0 | 0
40 ≤ u < 70 | 0 | 0 | 0 | 0 | 0 | 0
5 ≤ u < 40 | 0 | 0 | 0 | 0 | 0 | 0
u < 5 | 0 | 0 | 0 | 0 | 0 | 0
Total | 0 | 0 | 0 | 0 | 0 | 0
ROM014(PTCZ 14 ROMAN)¦ meter SN:1009141000000481
Tensiune reziduală u% | Durata t ms |  |  |  |  | Total
| 10 < t ≤ 200 | 200 < t ≤ 500 | 500 < t ≤ 1000 | 1000 < t ≤ 5000 | 5000 < t ≤ 60000
80 ≤ u < 90 | 0 | 0 | 0 | 0 | 0 | 0
70 ≤ u < 80 | 0 | 0 | 0 | 0 | 0 | 0
40 ≤ u < 70 | 0 | 0 | 0 | 0 | 0 | 0
5 ≤ u < 40 | 0 | 0 | 0 | 0 | 0 | 0
u < 5 | 0 | 0 | 0 | 0 | 0 | 0
Total | 0 | 0 | 0 | 0 | 0 | 0
ROM019(PTCZ 19 ROMAN)¦ meter SN:1009141000001033
Tensiune reziduală u% | Durata t ms |  |  |  |  | Total
| 10 < t ≤ 200 | 200 < t ≤ 500 | 500 < t ≤ 1000 | 1000 < t ≤ 5000 | 5000 < t ≤ 60000
80 ≤ u < 90 | 0 | 0 | 0 | 0 | 0 | 0
70 ≤ u < 80 | 0 | 0 | 0 | 0 | 0 | 0
40 ≤ u < 70 | 0 | 0 | 0 | 0 | 0 | 0
5 ≤ u < 40 | 0 | 0 | 0 | 0 | 0 | 0
u < 5 | 0 | 0 | 0 | 0 | 0 | 0
Total | 0 | 0 | 0 | 0 | 0 | 0
ROM022(PTM 22 ROMAN)¦ meter SN:1009151000002540
Tensiune reziduală u% | Durata t ms |  |  |  |  | Total
| 10 < t ≤ 200 | 200 < t ≤ 500 | 500 < t ≤ 1000 | 1000 < t ≤ 5000 | 5000 < t ≤ 60000
80 ≤ u < 90 | 0 | 0 | 0 | 0 | 0 | 0
70 ≤ u < 80 | 0 | 0 | 0 | 0 | 0 | 0
40 ≤ u < 70 | 0 | 0 | 0 | 0 | 0 | 0
5 ≤ u < 40 | 0 | 0 | 0 | 0 | 0 | 0
u < 5 | 0 | 0 | 0 | 0 | 0 | 0
Total | 0 | 0 | 0 | 0 | 0 | 0
ROM026(PTCZ 26 ROMAN)¦ meter SN:1009151000002724
Tensiune reziduală u% | Durata t ms |  |  |  |  | Total
| 10 < t ≤ 200 | 200 < t ≤ 500 | 500 < t ≤ 1000 | 1000 < t ≤ 5000 | 5000 < t ≤ 60000
80 ≤ u < 90 | 0 | 0 | 0 | 0 | 0 | 0
70 ≤ u < 80 | 0 | 0 | 0 | 0 | 0 | 0
40 ≤ u < 70 | 0 | 0 | 0 | 0 | 0 | 0
5 ≤ u < 40 | 0 | 0 | 0 | 0 | 0 | 0
u < 5 | 0 | 0 | 0 | 0 | 0 | 0
Total | 0 | 0 | 0 | 0 | 0 | 0
ROM030(PTCZ 30 ROMAN)¦ meter SN:1702234122646013
Tensiune reziduală u% | Durata t ms |  |  |  |  | Total
| 10 < t ≤ 200 | 200 < t ≤ 500 | 500 < t ≤ 1000 | 1000 < t ≤ 5000 | 5000 < t ≤ 60000
80 ≤ u < 90 | 0 | 0 | 0 | 0 | 0 | 0
70 ≤ u < 80 | 0 | 0 | 0 | 0 | 0 | 0
40 ≤ u < 70 | 0 | 0 | 0 | 0 | 0 | 0
5 ≤ u < 40 | 0 | 0 | 0 | 0 | 0 | 0
u < 5 | 0 | 0 | 0 | 0 | 0 | 0
Total | 0 | 0 | 0 | 0 | 0 | 0
ROM039(PTAV 39 ROMAN)¦ meter SN:1009141000001037
Tensiune reziduală u% | Durata t ms |  |  |  |  | Total
| 10 < t ≤ 200 | 200 < t ≤ 500 | 500 < t ≤ 1000 | 1000 < t ≤ 5000 | 5000 < t ≤ 60000
80 ≤ u < 90 | 0 | 0 | 0 | 0 | 0 | 0
70 ≤ u < 80 | 0 | 0 | 0 | 0 | 0 | 0
40 ≤ u < 70 | 0 | 0 | 0 | 0 | 0 | 0
5 ≤ u < 40 | 0 | 0 | 0 | 0 | 0 | 0
u < 5 | 0 | 0 | 0 | 0 | 0 | 0
Total | 0 | 0 | 0 | 0 | 0 | 0
ROM068(PTCZ 68 ROMAN)¦ meter SN:1009141000000659
Tensiune reziduală u% | Durata t ms |  |  |  |  | Total
| 10 < t ≤ 200 | 200 < t ≤ 500 | 500 < t ≤ 1000 | 1000 < t ≤ 5000 | 5000 < t ≤ 60000
80 ≤ u < 90 | 0 | 0 | 0 | 0 | 0 | 0
70 ≤ u < 80 | 0 | 0 | 0 | 0 | 0 | 0
40 ≤ u < 70 | 0 | 0 | 0 | 0 | 0 | 0
5 ≤ u < 40 | 0 | 0 | 0 | 0 | 0 | 0
u < 5 | 0 | 0 | 0 | 0 | 0 | 0
Total | 0 | 0 | 0 | 0 | 0 | 0
ROM094(PTCZ 94 ROMAN)¦ meter SN:1009151000001437
Tensiune reziduală u% | Durata t ms |  |  |  |  | Total
| 10 < t ≤ 200 | 200 < t ≤ 500 | 500 < t ≤ 1000 | 1000 < t ≤ 5000 | 5000 < t ≤ 60000
80 ≤ u < 90 | 0 | 0 | 0 | 0 | 0 | 0
70 ≤ u < 80 | 0 | 0 | 0 | 0 | 0 | 0
40 ≤ u < 70 | 0 | 0 | 0 | 0 | 0 | 0
5 ≤ u < 40 | 0 | 0 | 0 | 0 | 0 | 0
u < 5 | 0 | 0 | 0 | 0 | 0 | 0
Total | 0 | 0 | 0 | 0 | 0 | 0
ROM095(PTCZ 95 ROMAN)¦ meter SN:1009151000002606
Tensiune reziduală u% | Durata t ms |  |  |  |  | Total
| 10 < t ≤ 200 | 200 < t ≤ 500 | 500 < t ≤ 1000 | 1000 < t ≤ 5000 | 5000 < t ≤ 60000
80 ≤ u < 90 | 0 | 0 | 0 | 0 | 0 | 0
70 ≤ u < 80 | 0 | 0 | 0 | 0 | 0 | 0
40 ≤ u < 70 | 0 | 0 | 0 | 0 | 0 | 0
5 ≤ u < 40 | 0 | 0 | 0 | 0 | 0 | 0
u < 5 | 0 | 0 | 0 | 0 | 0 | 0
Total | 0 | 0 | 0 | 0 | 0 | 0
ROM115(PTCZ 115 ROMAN)¦ meter SN:1009151000002587
Tensiune reziduală u% | Durata t ms |  |  |  |  | Total
| 10 < t ≤ 200 | 200 < t ≤ 500 | 500 < t ≤ 1000 | 1000 < t ≤ 5000 | 5000 < t ≤ 60000
80 ≤ u < 90 | 0 | 0 | 0 | 0 | 0 | 0
70 ≤ u < 80 | 0 | 0 | 0 | 0 | 0 | 0
40 ≤ u < 70 | 0 | 0 | 0 | 0 | 0 | 0
5 ≤ u < 40 | 0 | 0 | 0 | 0 | 0 | 0
u < 5 | 0 | 0 | 0 | 0 | 0 | 0
Total | 0 | 0 | 0 | 0 | 0 | 0
ROM124(PTCZ 124 ROMAN)¦ meter SN:1009151000002562
Tensiune reziduală u% | Durata t ms |  |  |  |  | Total
| 10 < t ≤ 200 | 200 < t ≤ 500 | 500 < t ≤ 1000 | 1000 < t ≤ 5000 | 5000 < t ≤ 60000
80 ≤ u < 90 | 0 | 0 | 0 | 0 | 0 | 0
70 ≤ u < 80 | 0 | 0 | 0 | 0 | 0 | 0
40 ≤ u < 70 | 0 | 0 | 0 | 0 | 0 | 0
5 ≤ u < 40 | 0 | 0 | 0 | 0 | 0 | 0
u < 5 | 0 | 0 | 0 | 0 | 0 | 0
Total | 0 | 0 | 0 | 0 | 0 | 0
ROM125(PTCZ 125 ROMAN)¦ meter SN:1009151000002596
Tensiune reziduală u% | Durata t ms |  |  |  |  | Total
| 10 < t ≤ 200 | 200 < t ≤ 500 | 500 < t ≤ 1000 | 1000 < t ≤ 5000 | 5000 < t ≤ 60000
80 ≤ u < 90 | 0 | 0 | 0 | 0 | 0 | 0
70 ≤ u < 80 | 0 | 0 | 0 | 0 | 0 | 0
40 ≤ u < 70 | 0 | 0 | 0 | 0 | 0 | 0
5 ≤ u < 40 | 0 | 0 | 0 | 0 | 0 | 0
u < 5 | 0 | 0 | 0 | 0 | 0 | 0
Total | 0 | 0 | 0 | 0 | 0 | 0
ROM126(PTCZ 126 ROMAN)¦ meter SN:1009151000002707
Tensiune reziduală u% | Durata t ms |  |  |  |  | Total
| 10 < t ≤ 200 | 200 < t ≤ 500 | 500 < t ≤ 1000 | 1000 < t ≤ 5000 | 5000 < t ≤ 60000
80 ≤ u < 90 | 0 | 0 | 0 | 0 | 0 | 0
70 ≤ u < 80 | 0 | 0 | 0 | 0 | 0 | 0
40 ≤ u < 70 | 0 | 0 | 0 | 0 | 0 | 0
5 ≤ u < 40 | 0 | 0 | 0 | 0 | 0 | 0
u < 5 | 0 | 0 | 0 | 0 | 0 | 0
Total | 0 | 0 | 0 | 0 | 0 | 0
ROM002(PTM 2 ROMAN)¦ meter SN:1009151000002499
Tensiune reziduală u% | Durata t ms |  |  |  |  | Total
| 10 < t ≤ 200 | 200 < t ≤ 500 | 500 < t ≤ 1000 | 1000 < t ≤ 5000 | 5000 < t ≤ 60000
80 ≤ u < 90 | 0 | 0 | 0 | 0 | 0 | 0
70 ≤ u < 80 | 0 | 0 | 0 | 0 | 0 | 0
40 ≤ u < 70 | 0 | 0 | 0 | 0 | 0 | 0
5 ≤ u < 40 | 0 | 0 | 0 | 0 | 0 | 0
u < 5 | 0 | 0 | 0 | 0 | 0 | 0
Total | 0 | 0 | 0 | 0 | 0 | 0
ROM043(PTCZ 43 ROMAN)¦ meter SN:1009151000002647
Tensiune reziduală u% | Durata t ms |  |  |  |  | Total
| 10 < t ≤ 200 | 200 < t ≤ 500 | 500 < t ≤ 1000 | 1000 < t ≤ 5000 | 5000 < t ≤ 60000
80 ≤ u < 90 | 0 | 0 | 0 | 0 | 0 | 0
70 ≤ u < 80 | 0 | 0 | 0 | 0 | 0 | 0
40 ≤ u < 70 | 0 | 0 | 0 | 0 | 0 | 0
5 ≤ u < 40 | 0 | 0 | 0 | 0 | 0 | 0
u < 5 | 0 | 0 | 0 | 0 | 0 | 0
Total | 0 | 0 | 0 | 0 | 0 | 0
ROM081(PTCZ 81 ROMAN)¦ meter SN:1702434126595912
Tensiune reziduală u% | Durata t ms |  |  |  |  | Total
| 10 < t ≤ 200 | 200 < t ≤ 500 | 500 < t ≤ 1000 | 1000 < t ≤ 5000 | 5000 < t ≤ 60000
80 ≤ u < 90 | 0 | 0 | 0 | 0 | 0 | 0
70 ≤ u < 80 | 0 | 0 | 0 | 0 | 0 | 0
40 ≤ u < 70 | 0 | 0 | 0 | 0 | 0 | 0
5 ≤ u < 40 | 0 | 0 | 0 | 0 | 0 | 0
u < 5 | 0 | 0 | 0 | 0 | 0 | 0
Total | 0 | 0 | 0 | 0 | 0 | 0
ROM103(PTCZ 103 ROMAN)¦ meter SN:1009151000002302
Tensiune reziduală u% | Durata t ms |  |  |  |  | Total
| 10 < t ≤ 200 | 200 < t ≤ 500 | 500 < t ≤ 1000 | 1000 < t ≤ 5000 | 5000 < t ≤ 60000
80 ≤ u < 90 | 0 | 0 | 0 | 0 | 0 | 0
70 ≤ u < 80 | 0 | 0 | 0 | 0 | 0 | 0
40 ≤ u < 70 | 0 | 0 | 0 | 0 | 0 | 0
5 ≤ u < 40 | 0 | 0 | 0 | 0 | 0 | 0
u < 5 | 0 | 0 | 0 | 0 | 0 | 0
Total | 0 | 0 | 0 | 0 | 0 | 0
ROM135(PTCZ 135 ROMAN)¦ meter SN:1009151000002737
Tensiune reziduală u% | Durata t ms |  |  |  |  | Total
| 10 < t ≤ 200 | 200 < t ≤ 500 | 500 < t ≤ 1000 | 1000 < t ≤ 5000 | 5000 < t ≤ 60000
80 ≤ u < 90 | 0 | 0 | 0 | 0 | 0 | 0
70 ≤ u < 80 | 0 | 0 | 0 | 0 | 0 | 0
40 ≤ u < 70 | 0 | 0 | 0 | 0 | 0 | 0
5 ≤ u < 40 | 0 | 0 | 0 | 0 | 0 | 0
u < 5 | 0 | 0 | 0 | 0 | 0 | 0
Total | 0 | 0 | 0 | 0 | 0 | 0
ROM136(PTCZ 136 ROMAN)¦ meter SN:1009151000002256
Tensiune reziduală u% | Durata t ms |  |  |  |  | Total
| 10 < t ≤ 200 | 200 < t ≤ 500 | 500 < t ≤ 1000 | 1000 < t ≤ 5000 | 5000 < t ≤ 60000
80 ≤ u < 90 | 0 | 0 | 0 | 0 | 0 | 0
70 ≤ u < 80 | 0 | 0 | 0 | 0 | 0 | 0
40 ≤ u < 70 | 0 | 0 | 0 | 0 | 0 | 0
5 ≤ u < 40 | 0 | 0 | 0 | 0 | 0 | 0
u < 5 | 0 | 0 | 0 | 0 | 0 | 0
Total | 0 | 0 | 0 | 0 | 0 | 0
ROM137(PTCZ 137 ROMAN)¦ meter SN:1009151000002287
Tensiune reziduală u% | Durata t ms |  |  |  |  | Total
| 10 < t ≤ 200 | 200 < t ≤ 500 | 500 < t ≤ 1000 | 1000 < t ≤ 5000 | 5000 < t ≤ 60000
80 ≤ u < 90 | 0 | 0 | 0 | 0 | 0 | 0
70 ≤ u < 80 | 0 | 0 | 0 | 0 | 0 | 0
40 ≤ u < 70 | 0 | 0 | 0 | 0 | 0 | 0
5 ≤ u < 40 | 0 | 0 | 0 | 0 | 0 | 0
u < 5 | 0 | 0 | 0 | 0 | 0 | 0
Total | 0 | 0 | 0 | 0 | 0 | 0
ROM140(PTCZ 140 ROMAN)¦ meter SN:1009151000002632
Tensiune reziduală u% | Durata t ms |  |  |  |  | Total
| 10 < t ≤ 200 | 200 < t ≤ 500 | 500 < t ≤ 1000 | 1000 < t ≤ 5000 | 5000 < t ≤ 60000
80 ≤ u < 90 | 0 | 0 | 0 | 0 | 0 | 0
70 ≤ u < 80 | 0 | 0 | 0 | 0 | 0 | 0
40 ≤ u < 70 | 0 | 0 | 0 | 0 | 0 | 0
5 ≤ u < 40 | 0 | 0 | 0 | 0 | 0 | 0
u < 5 | 0 | 0 | 0 | 0 | 0 | 0
Total | 0 | 0 | 0 | 0 | 0 | 0
ROM142(PTCZ 142 ROMAN)¦ meter SN:1009151000002809
Tensiune reziduală u% | Durata t ms |  |  |  |  | Total
| 10 < t ≤ 200 | 200 < t ≤ 500 | 500 < t ≤ 1000 | 1000 < t ≤ 5000 | 5000 < t ≤ 60000
80 ≤ u < 90 | 0 | 0 | 0 | 0 | 0 | 0
70 ≤ u < 80 | 0 | 0 | 0 | 0 | 0 | 0
40 ≤ u < 70 | 0 | 0 | 0 | 0 | 0 | 0
5 ≤ u < 40 | 0 | 0 | 0 | 0 | 0 | 0
u < 5 | 0 | 0 | 0 | 0 | 0 | 0
Total | 0 | 0 | 0 | 0 | 0 | 0
ROM147(PTCZ 147 ROMAN)¦ meter SN:1009151000002746
Tensiune reziduală u% | Durata t ms |  |  |  |  | Total
| 10 < t ≤ 200 | 200 < t ≤ 500 | 500 < t ≤ 1000 | 1000 < t ≤ 5000 | 5000 < t ≤ 60000
80 ≤ u < 90 | 0 | 0 | 0 | 0 | 0 | 0
70 ≤ u < 80 | 0 | 0 | 0 | 0 | 0 | 0
40 ≤ u < 70 | 0 | 0 | 0 | 0 | 0 | 0
5 ≤ u < 40 | 0 | 0 | 0 | 0 | 0 | 0
u < 5 | 0 | 0 | 0 | 0 | 0 | 0
Total | 0 | 0 | 0 | 0 | 0 | 0
ROM148(PTCZ 148 ROMAN)¦ meter SN:1009151000002575
Tensiune reziduală u% | Durata t ms |  |  |  |  | Total
| 10 < t ≤ 200 | 200 < t ≤ 500 | 500 < t ≤ 1000 | 1000 < t ≤ 5000 | 5000 < t ≤ 60000
80 ≤ u < 90 | 0 | 0 | 0 | 0 | 0 | 0
70 ≤ u < 80 | 0 | 0 | 0 | 0 | 0 | 0
40 ≤ u < 70 | 0 | 0 | 0 | 0 | 0 | 0
5 ≤ u < 40 | 0 | 0 | 0 | 0 | 0 | 0
u < 5 | 0 | 0 | 0 | 0 | 0 | 0
Total | 0 | 0 | 0 | 0 | 0 | 0
BRTT01(PT 1 BARTICESTI)¦ meter SN:1009151000002694
Tensiune reziduală u% | Durata t ms |  |  |  |  | Total
| 10 < t ≤ 200 | 200 < t ≤ 500 | 500 < t ≤ 1000 | 1000 < t ≤ 5000 | 5000 < t ≤ 60000
80 ≤ u < 90 | 0 | 0 | 0 | 0 | 0 | 0
70 ≤ u < 80 | 0 | 0 | 0 | 0 | 0 | 0
40 ≤ u < 70 | 0 | 0 | 0 | 0 | 0 | 0
5 ≤ u < 40 | 0 | 0 | 0 | 0 | 0 | 0
u < 5 | 0 | 0 | 0 | 0 | 0 | 0
Total | 0 | 0 | 0 | 0 | 0 | 0
BRTT02(PT 2 BARTICESTI)¦ meter SN:1009151000002190
Tensiune reziduală u% | Durata t ms |  |  |  |  | Total
| 10 < t ≤ 200 | 200 < t ≤ 500 | 500 < t ≤ 1000 | 1000 < t ≤ 5000 | 5000 < t ≤ 60000
80 ≤ u < 90 | 0 | 0 | 0 | 0 | 0 | 0
70 ≤ u < 80 | 0 | 0 | 0 | 0 | 0 | 0
40 ≤ u < 70 | 0 | 0 | 0 | 0 | 0 | 0
5 ≤ u < 40 | 0 | 0 | 0 | 0 | 0 | 0
u < 5 | 0 | 0 | 0 | 0 | 0 | 0
Total | 0 | 0 | 0 | 0 | 0 | 0
BRTT03(PT 3 BARTICESTI)¦ meter SN:1009151000002231
Tensiune reziduală u% | Durata t ms |  |  |  |  | Total
| 10 < t ≤ 200 | 200 < t ≤ 500 | 500 < t ≤ 1000 | 1000 < t ≤ 5000 | 5000 < t ≤ 60000
80 ≤ u < 90 | 0 | 0 | 0 | 0 | 0 | 0
70 ≤ u < 80 | 0 | 0 | 0 | 0 | 0 | 0
40 ≤ u < 70 | 0 | 0 | 0 | 0 | 0 | 0
5 ≤ u < 40 | 0 | 0 | 0 | 0 | 0 | 0
u < 5 | 0 | 0 | 0 | 0 | 0 | 0
Total | 0 | 0 | 0 | 0 | 0 | 0
NISP01(PT 1 NISIPORESTI)¦ meter SN:1702334123717676
Tensiune reziduală u% | Durata t ms |  |  |  |  | Total
| 10 < t ≤ 200 | 200 < t ≤ 500 | 500 < t ≤ 1000 | 1000 < t ≤ 5000 | 5000 < t ≤ 60000
80 ≤ u < 90 | 0 | 0 | 0 | 0 | 0 | 0
70 ≤ u < 80 | 0 | 0 | 0 | 0 | 0 | 0
40 ≤ u < 70 | 0 | 0 | 0 | 0 | 0 | 0
5 ≤ u < 40 | 0 | 0 | 0 | 0 | 0 | 0
u < 5 | 0 | 0 | 0 | 0 | 0 | 0
Total | 0 | 0 | 0 | 0 | 0 | 0
NISP02(PT 2 NISIPORESTI)¦ meter SN:1702434126423111
Tensiune reziduală u% | Durata t ms |  |  |  |  | Total
| 10 < t ≤ 200 | 200 < t ≤ 500 | 500 < t ≤ 1000 | 1000 < t ≤ 5000 | 5000 < t ≤ 60000
80 ≤ u < 90 | 0 | 0 | 0 | 0 | 0 | 0
70 ≤ u < 80 | 0 | 0 | 0 | 0 | 0 | 0
40 ≤ u < 70 | 0 | 0 | 0 | 0 | 0 | 0
5 ≤ u < 40 | 0 | 0 | 0 | 0 | 0 | 0
u < 5 | 0 | 0 | 0 | 0 | 0 | 0
Total | 0 | 0 | 0 | 0 | 0 | 0

## NT30(TG.NEAMT)
AGAP01(PTA 1 AGAPIA)¦ meter SN:1009151000002813
Tensiune reziduală u% | Durata t ms |  |  |  |  | Total
| 10 < t ≤ 200 | 200 < t ≤ 500 | 500 < t ≤ 1000 | 1000 < t ≤ 5000 | 5000 < t ≤ 60000
80 ≤ u < 90 | 0 | 0 | 0 | 0 | 0 | 0
70 ≤ u < 80 | 0 | 0 | 0 | 0 | 0 | 0
40 ≤ u < 70 | 0 | 0 | 0 | 0 | 0 | 0
5 ≤ u < 40 | 0 | 0 | 0 | 0 | 0 | 0
u < 5 | 0 | 0 | 0 | 0 | 0 | 0
Total | 0 | 0 | 0 | 0 | 0 | 0
AGAP02(PTA 2 AGAPIA)¦ meter SN:1009151000002215
Tensiune reziduală u% | Durata t ms |  |  |  |  | Total
| 10 < t ≤ 200 | 200 < t ≤ 500 | 500 < t ≤ 1000 | 1000 < t ≤ 5000 | 5000 < t ≤ 60000
80 ≤ u < 90 | 0 | 0 | 0 | 0 | 0 | 0
70 ≤ u < 80 | 0 | 0 | 0 | 0 | 0 | 0
40 ≤ u < 70 | 0 | 0 | 0 | 0 | 0 | 0
5 ≤ u < 40 | 0 | 0 | 0 | 0 | 0 | 0
u < 5 | 0 | 0 | 0 | 0 | 0 | 0
Total | 0 | 0 | 0 | 0 | 0 | 0
AGAP04(PTA 4 AGAPIA)¦ meter SN:1009151000002814
Tensiune reziduală u% | Durata t ms |  |  |  |  | Total
| 10 < t ≤ 200 | 200 < t ≤ 500 | 500 < t ≤ 1000 | 1000 < t ≤ 5000 | 5000 < t ≤ 60000
80 ≤ u < 90 | 0 | 0 | 0 | 0 | 0 | 0
70 ≤ u < 80 | 0 | 0 | 0 | 0 | 0 | 0
40 ≤ u < 70 | 0 | 0 | 0 | 0 | 0 | 0
5 ≤ u < 40 | 0 | 0 | 0 | 0 | 0 | 0
u < 5 | 0 | 0 | 0 | 0 | 0 | 0
Total | 0 | 0 | 0 | 0 | 0 | 0
AGAP07(PTA 7 AGAPIA)¦ meter SN:1009151000002273
Tensiune reziduală u% | Durata t ms |  |  |  |  | Total
| 10 < t ≤ 200 | 200 < t ≤ 500 | 500 < t ≤ 1000 | 1000 < t ≤ 5000 | 5000 < t ≤ 60000
80 ≤ u < 90 | 0 | 0 | 0 | 0 | 0 | 0
70 ≤ u < 80 | 0 | 0 | 0 | 0 | 0 | 0
40 ≤ u < 70 | 0 | 0 | 0 | 0 | 0 | 0
5 ≤ u < 40 | 0 | 0 | 0 | 0 | 0 | 0
u < 5 | 0 | 0 | 0 | 0 | 0 | 0
Total | 0 | 0 | 0 | 0 | 0 | 0
AGAP09(PTA 9 AGAPIA)¦ meter SN:1009141000000149
Tensiune reziduală u% | Durata t ms |  |  |  |  | Total
| 10 < t ≤ 200 | 200 < t ≤ 500 | 500 < t ≤ 1000 | 1000 < t ≤ 5000 | 5000 < t ≤ 60000
80 ≤ u < 90 | 0 | 0 | 0 | 0 | 0 | 0
70 ≤ u < 80 | 0 | 0 | 0 | 0 | 0 | 0
40 ≤ u < 70 | 0 | 0 | 0 | 0 | 0 | 0
5 ≤ u < 40 | 0 | 0 | 0 | 0 | 0 | 0
u < 5 | 0 | 0 | 0 | 0 | 0 | 0
Total | 0 | 0 | 0 | 0 | 0 | 0
AGAP10(PTA 10 AGAPIA)¦ meter SN:1009151000002435
Tensiune reziduală u% | Durata t ms |  |  |  |  | Total
| 10 < t ≤ 200 | 200 < t ≤ 500 | 500 < t ≤ 1000 | 1000 < t ≤ 5000 | 5000 < t ≤ 60000
80 ≤ u < 90 | 0 | 0 | 0 | 0 | 0 | 0
70 ≤ u < 80 | 0 | 0 | 0 | 0 | 0 | 0
40 ≤ u < 70 | 0 | 0 | 0 | 0 | 0 | 0
5 ≤ u < 40 | 0 | 0 | 0 | 0 | 0 | 0
u < 5 | 0 | 0 | 0 | 0 | 0 | 0
Total | 0 | 0 | 0 | 0 | 0 | 0
AGAP11(PTA 11 AGAPIA)¦ meter SN:1009151000002476
Tensiune reziduală u% | Durata t ms |  |  |  |  | Total
| 10 < t ≤ 200 | 200 < t ≤ 500 | 500 < t ≤ 1000 | 1000 < t ≤ 5000 | 5000 < t ≤ 60000
80 ≤ u < 90 | 0 | 0 | 0 | 0 | 0 | 0
70 ≤ u < 80 | 0 | 0 | 0 | 0 | 0 | 0
40 ≤ u < 70 | 0 | 0 | 0 | 0 | 0 | 0
5 ≤ u < 40 | 0 | 0 | 0 | 0 | 0 | 0
u < 5 | 0 | 0 | 0 | 0 | 0 | 0
Total | 0 | 0 | 0 | 0 | 0 | 0
BIST01(PT 1 BOISTEA)¦ meter SN:1009141000001008
Tensiune reziduală u% | Durata t ms |  |  |  |  | Total
| 10 < t ≤ 200 | 200 < t ≤ 500 | 500 < t ≤ 1000 | 1000 < t ≤ 5000 | 5000 < t ≤ 60000
80 ≤ u < 90 | 0 | 0 | 0 | 0 | 0 | 0
70 ≤ u < 80 | 0 | 0 | 0 | 0 | 0 | 0
40 ≤ u < 70 | 0 | 0 | 0 | 0 | 0 | 0
5 ≤ u < 40 | 0 | 0 | 0 | 0 | 0 | 0
u < 5 | 0 | 0 | 0 | 0 | 0 | 0
Total | 0 | 0 | 0 | 0 | 0 | 0
BIST03(PT 3 BOISTEA)¦ meter SN:1009141000000993
Tensiune reziduală u% | Durata t ms |  |  |  |  | Total
| 10 < t ≤ 200 | 200 < t ≤ 500 | 500 < t ≤ 1000 | 1000 < t ≤ 5000 | 5000 < t ≤ 60000
80 ≤ u < 90 | 0 | 0 | 0 | 0 | 0 | 0
70 ≤ u < 80 | 0 | 0 | 0 | 0 | 0 | 0
40 ≤ u < 70 | 0 | 0 | 0 | 0 | 0 | 0
5 ≤ u < 40 | 0 | 0 | 0 | 0 | 0 | 0
u < 5 | 0 | 0 | 0 | 0 | 0 | 0
Total | 0 | 0 | 0 | 0 | 0 | 0
BOBO01(PTA 1 BOBOIESTI)¦ meter SN:1009151000001685
Tensiune reziduală u% | Durata t ms |  |  |  |  | Total
| 10 < t ≤ 200 | 200 < t ≤ 500 | 500 < t ≤ 1000 | 1000 < t ≤ 5000 | 5000 < t ≤ 60000
80 ≤ u < 90 | 0 | 0 | 0 | 0 | 0 | 0
70 ≤ u < 80 | 0 | 0 | 0 | 0 | 0 | 0
40 ≤ u < 70 | 0 | 0 | 0 | 0 | 0 | 0
5 ≤ u < 40 | 0 | 0 | 0 | 0 | 0 | 0
u < 5 | 0 | 0 | 0 | 0 | 0 | 0
Total | 0 | 0 | 0 | 0 | 0 | 0
BOBO02(PTA 2 BOBOIESTI)¦ meter SN:1009151000001666
Tensiune reziduală u% | Durata t ms |  |  |  |  | Total
| 10 < t ≤ 200 | 200 < t ≤ 500 | 500 < t ≤ 1000 | 1000 < t ≤ 5000 | 5000 < t ≤ 60000
80 ≤ u < 90 | 0 | 0 | 0 | 0 | 0 | 0
70 ≤ u < 80 | 0 | 0 | 0 | 0 | 0 | 0
40 ≤ u < 70 | 0 | 0 | 0 | 0 | 0 | 0
5 ≤ u < 40 | 0 | 0 | 0 | 0 | 0 | 0
u < 5 | 0 | 0 | 0 | 0 | 0 | 0
Total | 0 | 0 | 0 | 0 | 0 | 0
CRAC01(PTA 1 CRACAOANI)¦ meter SN:1009151000002776
Tensiune reziduală u% | Durata t ms |  |  |  |  | Total
| 10 < t ≤ 200 | 200 < t ≤ 500 | 500 < t ≤ 1000 | 1000 < t ≤ 5000 | 5000 < t ≤ 60000
80 ≤ u < 90 | 0 | 0 | 0 | 0 | 0 | 0
70 ≤ u < 80 | 0 | 0 | 0 | 0 | 0 | 0
40 ≤ u < 70 | 0 | 0 | 0 | 0 | 0 | 0
5 ≤ u < 40 | 0 | 0 | 0 | 0 | 0 | 0
u < 5 | 0 | 0 | 0 | 0 | 0 | 0
Total | 0 | 0 | 0 | 0 | 0 | 0
CRAC02(PTA 2 CRACAOANI)¦ meter SN:1009151000002438
Tensiune reziduală u% | Durata t ms |  |  |  |  | Total
| 10 < t ≤ 200 | 200 < t ≤ 500 | 500 < t ≤ 1000 | 1000 < t ≤ 5000 | 5000 < t ≤ 60000
80 ≤ u < 90 | 0 | 0 | 0 | 0 | 0 | 0
70 ≤ u < 80 | 0 | 0 | 0 | 0 | 0 | 0
40 ≤ u < 70 | 0 | 0 | 0 | 0 | 0 | 0
5 ≤ u < 40 | 0 | 0 | 0 | 0 | 0 | 0
u < 5 | 0 | 0 | 0 | 0 | 0 | 0
Total | 0 | 0 | 0 | 0 | 0 | 0
CRAC03(PTA 3 CRACAOANI)¦ meter SN:1009151000002288
Tensiune reziduală u% | Durata t ms |  |  |  |  | Total
| 10 < t ≤ 200 | 200 < t ≤ 500 | 500 < t ≤ 1000 | 1000 < t ≤ 5000 | 5000 < t ≤ 60000
80 ≤ u < 90 | 0 | 0 | 0 | 0 | 0 | 0
70 ≤ u < 80 | 0 | 0 | 0 | 0 | 0 | 0
40 ≤ u < 70 | 0 | 0 | 0 | 0 | 0 | 0
5 ≤ u < 40 | 0 | 0 | 0 | 0 | 0 | 0
u < 5 | 0 | 0 | 0 | 0 | 0 | 0
Total | 0 | 0 | 0 | 0 | 0 | 0
CRAC04(PTA 4 CRACAOANI)¦ meter SN:1009151000002680
Tensiune reziduală u% | Durata t ms |  |  |  |  | Total
| 10 < t ≤ 200 | 200 < t ≤ 500 | 500 < t ≤ 1000 | 1000 < t ≤ 5000 | 5000 < t ≤ 60000
80 ≤ u < 90 | 0 | 0 | 0 | 0 | 0 | 0
70 ≤ u < 80 | 0 | 0 | 0 | 0 | 0 | 0
40 ≤ u < 70 | 0 | 0 | 0 | 0 | 0 | 0
5 ≤ u < 40 | 0 | 0 | 0 | 0 | 0 | 0
u < 5 | 0 | 0 | 0 | 0 | 0 | 0
Total | 0 | 0 | 0 | 0 | 0 | 0
CRAC07(PTA 7 CRACAOANI)¦ meter SN:1009151000002257
Tensiune reziduală u% | Durata t ms |  |  |  |  | Total
| 10 < t ≤ 200 | 200 < t ≤ 500 | 500 < t ≤ 1000 | 1000 < t ≤ 5000 | 5000 < t ≤ 60000
80 ≤ u < 90 | 0 | 0 | 0 | 0 | 0 | 0
70 ≤ u < 80 | 0 | 0 | 0 | 0 | 0 | 0
40 ≤ u < 70 | 0 | 0 | 0 | 0 | 0 | 0
5 ≤ u < 40 | 0 | 0 | 0 | 0 | 0 | 0
u < 5 | 0 | 0 | 0 | 0 | 0 | 0
Total | 0 | 0 | 0 | 0 | 0 | 0
CRAC08(PTA 8 CRACAOANI)¦ meter SN:1009151000002492
Tensiune reziduală u% | Durata t ms |  |  |  |  | Total
| 10 < t ≤ 200 | 200 < t ≤ 500 | 500 < t ≤ 1000 | 1000 < t ≤ 5000 | 5000 < t ≤ 60000
80 ≤ u < 90 | 0 | 0 | 0 | 0 | 0 | 0
70 ≤ u < 80 | 0 | 0 | 0 | 0 | 0 | 0
40 ≤ u < 70 | 0 | 0 | 0 | 0 | 0 | 0
5 ≤ u < 40 | 0 | 0 | 0 | 0 | 0 | 0
u < 5 | 0 | 0 | 0 | 0 | 0 | 0
Total | 0 | 0 | 0 | 0 | 0 | 0
CRAC11(PTA 11 CRACAOANI)¦ meter SN:1009151000002790
Tensiune reziduală u% | Durata t ms |  |  |  |  | Total
| 10 < t ≤ 200 | 200 < t ≤ 500 | 500 < t ≤ 1000 | 1000 < t ≤ 5000 | 5000 < t ≤ 60000
80 ≤ u < 90 | 0 | 0 | 0 | 0 | 0 | 0
70 ≤ u < 80 | 0 | 0 | 0 | 0 | 0 | 0
40 ≤ u < 70 | 0 | 0 | 0 | 0 | 0 | 0
5 ≤ u < 40 | 0 | 0 | 0 | 0 | 0 | 0
u < 5 | 0 | 0 | 0 | 0 | 0 | 0
Total | 0 | 0 | 0 | 0 | 0 | 0
CRAC12(PT 12 CRACAOANI)¦ meter SN:1009151000002725
Tensiune reziduală u% | Durata t ms |  |  |  |  | Total
| 10 < t ≤ 200 | 200 < t ≤ 500 | 500 < t ≤ 1000 | 1000 < t ≤ 5000 | 5000 < t ≤ 60000
80 ≤ u < 90 | 0 | 0 | 0 | 0 | 0 | 0
70 ≤ u < 80 | 0 | 0 | 0 | 0 | 0 | 0
40 ≤ u < 70 | 0 | 0 | 0 | 0 | 0 | 0
5 ≤ u < 40 | 0 | 0 | 0 | 0 | 0 | 0
u < 5 | 0 | 0 | 0 | 0 | 0 | 0
Total | 0 | 0 | 0 | 0 | 0 | 0
CURE01(PTA 1 CURECHISTEA)¦ meter SN:1009151000002757
Tensiune reziduală u% | Durata t ms |  |  |  |  | Total
| 10 < t ≤ 200 | 200 < t ≤ 500 | 500 < t ≤ 1000 | 1000 < t ≤ 5000 | 5000 < t ≤ 60000
80 ≤ u < 90 | 0 | 0 | 0 | 0 | 0 | 0
70 ≤ u < 80 | 0 | 0 | 0 | 0 | 0 | 0
40 ≤ u < 70 | 0 | 0 | 0 | 0 | 0 | 0
5 ≤ u < 40 | 0 | 0 | 0 | 0 | 0 | 0
u < 5 | 0 | 0 | 0 | 0 | 0 | 0
Total | 0 | 0 | 0 | 0 | 0 | 0
DLHT01(PTA 1 DOLHESTI)¦ meter SN:1009151000001717
Tensiune reziduală u% | Durata t ms |  |  |  |  | Total
| 10 < t ≤ 200 | 200 < t ≤ 500 | 500 < t ≤ 1000 | 1000 < t ≤ 5000 | 5000 < t ≤ 60000
80 ≤ u < 90 | 0 | 0 | 0 | 0 | 0 | 0
70 ≤ u < 80 | 0 | 0 | 0 | 0 | 0 | 0
40 ≤ u < 70 | 0 | 0 | 0 | 0 | 0 | 0
5 ≤ u < 40 | 0 | 0 | 0 | 0 | 0 | 0
u < 5 | 0 | 0 | 0 | 0 | 0 | 0
Total | 0 | 0 | 0 | 0 | 0 | 0
DLHT02(PTA 2 DOLHESTI)¦ meter SN:1009151000001719
Tensiune reziduală u% | Durata t ms |  |  |  |  | Total
| 10 < t ≤ 200 | 200 < t ≤ 500 | 500 < t ≤ 1000 | 1000 < t ≤ 5000 | 5000 < t ≤ 60000
80 ≤ u < 90 | 0 | 0 | 0 | 0 | 0 | 0
70 ≤ u < 80 | 0 | 0 | 0 | 0 | 0 | 0
40 ≤ u < 70 | 0 | 0 | 0 | 0 | 0 | 0
5 ≤ u < 40 | 0 | 0 | 0 | 0 | 0 | 0
u < 5 | 0 | 0 | 0 | 0 | 0 | 0
Total | 0 | 0 | 0 | 0 | 0 | 0
DMBT01(PTA 1 DUMBRAVA)¦ meter SN:1009151000002731
Tensiune reziduală u% | Durata t ms |  |  |  |  | Total
| 10 < t ≤ 200 | 200 < t ≤ 500 | 500 < t ≤ 1000 | 1000 < t ≤ 5000 | 5000 < t ≤ 60000
80 ≤ u < 90 | 0 | 0 | 0 | 0 | 0 | 0
70 ≤ u < 80 | 0 | 0 | 0 | 0 | 0 | 0
40 ≤ u < 70 | 0 | 0 | 0 | 0 | 0 | 0
5 ≤ u < 40 | 0 | 0 | 0 | 0 | 0 | 0
u < 5 | 0 | 0 | 0 | 0 | 0 | 0
Total | 0 | 0 | 0 | 0 | 0 | 0
DMBT02(PTA 2 DUMBRAVA)¦ meter SN:1009151000002362
Tensiune reziduală u% | Durata t ms |  |  |  |  | Total
| 10 < t ≤ 200 | 200 < t ≤ 500 | 500 < t ≤ 1000 | 1000 < t ≤ 5000 | 5000 < t ≤ 60000
80 ≤ u < 90 | 0 | 0 | 0 | 0 | 0 | 0
70 ≤ u < 80 | 0 | 0 | 0 | 0 | 0 | 0
40 ≤ u < 70 | 0 | 0 | 0 | 0 | 0 | 0
5 ≤ u < 40 | 0 | 0 | 0 | 0 | 0 | 0
u < 5 | 0 | 0 | 0 | 0 | 0 | 0
Total | 0 | 0 | 0 | 0 | 0 | 0
DMBT04(PTA 4 DUMBRAVA)¦ meter SN:1009151000002607
Tensiune reziduală u% | Durata t ms |  |  |  |  | Total
| 10 < t ≤ 200 | 200 < t ≤ 500 | 500 < t ≤ 1000 | 1000 < t ≤ 5000 | 5000 < t ≤ 60000
80 ≤ u < 90 | 0 | 0 | 0 | 0 | 0 | 0
70 ≤ u < 80 | 0 | 0 | 0 | 0 | 0 | 0
40 ≤ u < 70 | 0 | 0 | 0 | 0 | 0 | 0
5 ≤ u < 40 | 0 | 0 | 0 | 0 | 0 | 0
u < 5 | 0 | 0 | 0 | 0 | 0 | 0
Total | 0 | 0 | 0 | 0 | 0 | 0
DMBT06(PTA 6 DUMBRAVA)¦ meter SN:1009151000002358
Tensiune reziduală u% | Durata t ms |  |  |  |  | Total
| 10 < t ≤ 200 | 200 < t ≤ 500 | 500 < t ≤ 1000 | 1000 < t ≤ 5000 | 5000 < t ≤ 60000
80 ≤ u < 90 | 0 | 0 | 0 | 0 | 0 | 0
70 ≤ u < 80 | 0 | 0 | 0 | 0 | 0 | 0
40 ≤ u < 70 | 0 | 0 | 0 | 0 | 0 | 0
5 ≤ u < 40 | 0 | 0 | 0 | 0 | 0 | 0
u < 5 | 0 | 0 | 0 | 0 | 0 | 0
Total | 0 | 0 | 0 | 0 | 0 | 0
FILO01(PTA 1 FILIOARA)¦ meter SN:1009141000001288
Tensiune reziduală u% | Durata t ms |  |  |  |  | Total
| 10 < t ≤ 200 | 200 < t ≤ 500 | 500 < t ≤ 1000 | 1000 < t ≤ 5000 | 5000 < t ≤ 60000
80 ≤ u < 90 | 0 | 0 | 0 | 0 | 0 | 0
70 ≤ u < 80 | 0 | 0 | 0 | 0 | 0 | 0
40 ≤ u < 70 | 0 | 0 | 0 | 0 | 0 | 0
5 ≤ u < 40 | 0 | 0 | 0 | 0 | 0 | 0
u < 5 | 0 | 0 | 0 | 0 | 0 | 0
Total | 0 | 0 | 0 | 0 | 0 | 0
FILO02(PTA 2 FILIOARA)¦ meter SN:1009151000002217
Tensiune reziduală u% | Durata t ms |  |  |  |  | Total
| 10 < t ≤ 200 | 200 < t ≤ 500 | 500 < t ≤ 1000 | 1000 < t ≤ 5000 | 5000 < t ≤ 60000
80 ≤ u < 90 | 0 | 0 | 0 | 0 | 0 | 0
70 ≤ u < 80 | 0 | 0 | 0 | 0 | 0 | 0
40 ≤ u < 70 | 0 | 0 | 0 | 0 | 0 | 0
5 ≤ u < 40 | 0 | 0 | 0 | 0 | 0 | 0
u < 5 | 0 | 0 | 0 | 0 | 0 | 0
Total | 0 | 0 | 0 | 0 | 0 | 0
FILO03(PTA 3 FILIOARA)¦ meter SN:1009141000001070
Tensiune reziduală u% | Durata t ms |  |  |  |  | Total
| 10 < t ≤ 200 | 200 < t ≤ 500 | 500 < t ≤ 1000 | 1000 < t ≤ 5000 | 5000 < t ≤ 60000
80 ≤ u < 90 | 0 | 0 | 0 | 0 | 0 | 0
70 ≤ u < 80 | 0 | 0 | 0 | 0 | 0 | 0
40 ≤ u < 70 | 0 | 0 | 0 | 0 | 0 | 0
5 ≤ u < 40 | 0 | 0 | 0 | 0 | 0 | 0
u < 5 | 0 | 0 | 0 | 0 | 0 | 0
Total | 0 | 0 | 0 | 0 | 0 | 0
FILO05(PTA 5 FILIOARA)¦ meter SN:1009141000001028
Tensiune reziduală u% | Durata t ms |  |  |  |  | Total
| 10 < t ≤ 200 | 200 < t ≤ 500 | 500 < t ≤ 1000 | 1000 < t ≤ 5000 | 5000 < t ≤ 60000
80 ≤ u < 90 | 0 | 0 | 0 | 0 | 0 | 0
70 ≤ u < 80 | 0 | 0 | 0 | 0 | 0 | 0
40 ≤ u < 70 | 0 | 0 | 0 | 0 | 0 | 0
5 ≤ u < 40 | 0 | 0 | 0 | 0 | 0 | 0
u < 5 | 0 | 0 | 0 | 0 | 0 | 0
Total | 0 | 0 | 0 | 0 | 0 | 0
GRUM01(PTA 1 GRUMAZESTI)¦ meter SN:1009141000001039
Tensiune reziduală u% | Durata t ms |  |  |  |  | Total
| 10 < t ≤ 200 | 200 < t ≤ 500 | 500 < t ≤ 1000 | 1000 < t ≤ 5000 | 5000 < t ≤ 60000
80 ≤ u < 90 | 0 | 0 | 0 | 0 | 0 | 0
70 ≤ u < 80 | 0 | 0 | 0 | 0 | 0 | 0
40 ≤ u < 70 | 0 | 0 | 0 | 0 | 0 | 0
5 ≤ u < 40 | 0 | 0 | 0 | 0 | 0 | 0
u < 5 | 0 | 0 | 0 | 0 | 0 | 0
Total | 0 | 0 | 0 | 0 | 0 | 0
GRUM02(PTA 2 GRUMAZESTI)¦ meter SN:1009141000000403
Tensiune reziduală u% | Durata t ms |  |  |  |  | Total
| 10 < t ≤ 200 | 200 < t ≤ 500 | 500 < t ≤ 1000 | 1000 < t ≤ 5000 | 5000 < t ≤ 60000
80 ≤ u < 90 | 0 | 0 | 0 | 0 | 0 | 0
70 ≤ u < 80 | 0 | 0 | 0 | 0 | 0 | 0
40 ≤ u < 70 | 0 | 0 | 0 | 0 | 0 | 0
5 ≤ u < 40 | 0 | 0 | 0 | 0 | 0 | 0
u < 5 | 0 | 0 | 0 | 0 | 0 | 0
Total | 0 | 0 | 0 | 0 | 0 | 0
GRUM03(PTA 3 GRUMAZESTI)¦ meter SN:1009141000001163
Tensiune reziduală u% | Durata t ms |  |  |  |  | Total
| 10 < t ≤ 200 | 200 < t ≤ 500 | 500 < t ≤ 1000 | 1000 < t ≤ 5000 | 5000 < t ≤ 60000
80 ≤ u < 90 | 0 | 0 | 0 | 0 | 0 | 0
70 ≤ u < 80 | 0 | 0 | 0 | 0 | 0 | 0
40 ≤ u < 70 | 0 | 0 | 0 | 0 | 0 | 0
5 ≤ u < 40 | 0 | 0 | 0 | 0 | 0 | 0
u < 5 | 0 | 0 | 0 | 0 | 0 | 0
Total | 0 | 0 | 0 | 0 | 0 | 0
GRUM04(PTA 4 GRUMAZESTI)¦ meter SN:1009141000001078
Tensiune reziduală u% | Durata t ms |  |  |  |  | Total
| 10 < t ≤ 200 | 200 < t ≤ 500 | 500 < t ≤ 1000 | 1000 < t ≤ 5000 | 5000 < t ≤ 60000
80 ≤ u < 90 | 0 | 0 | 0 | 0 | 0 | 0
70 ≤ u < 80 | 0 | 0 | 0 | 0 | 0 | 0
40 ≤ u < 70 | 0 | 0 | 0 | 0 | 0 | 0
5 ≤ u < 40 | 0 | 0 | 0 | 0 | 0 | 0
u < 5 | 0 | 0 | 0 | 0 | 0 | 0
Total | 0 | 0 | 0 | 0 | 0 | 0
GRUM05(PTA 5 GRUMAZESTI)¦ meter SN:1009141000001084
Tensiune reziduală u% | Durata t ms |  |  |  |  | Total
| 10 < t ≤ 200 | 200 < t ≤ 500 | 500 < t ≤ 1000 | 1000 < t ≤ 5000 | 5000 < t ≤ 60000
80 ≤ u < 90 | 0 | 0 | 0 | 0 | 0 | 0
70 ≤ u < 80 | 0 | 0 | 0 | 0 | 0 | 0
40 ≤ u < 70 | 0 | 0 | 0 | 0 | 0 | 0
5 ≤ u < 40 | 0 | 0 | 0 | 0 | 0 | 0
u < 5 | 0 | 0 | 0 | 0 | 0 | 0
Total | 0 | 0 | 0 | 0 | 0 | 0
GRUM06(PTA 6 GRUMAZESTI)¦ meter SN:1009151000001520
Tensiune reziduală u% | Durata t ms |  |  |  |  | Total
| 10 < t ≤ 200 | 200 < t ≤ 500 | 500 < t ≤ 1000 | 1000 < t ≤ 5000 | 5000 < t ≤ 60000
80 ≤ u < 90 | 0 | 0 | 0 | 0 | 0 | 0
70 ≤ u < 80 | 0 | 0 | 0 | 0 | 0 | 0
40 ≤ u < 70 | 0 | 0 | 0 | 0 | 0 | 0
5 ≤ u < 40 | 0 | 0 | 0 | 0 | 0 | 0
u < 5 | 0 | 0 | 0 | 0 | 0 | 0
Total | 0 | 0 | 0 | 0 | 0 | 0
GRUM07(PTA 7 GRUMAZESTI)¦ meter SN:1009141000000570
Tensiune reziduală u% | Durata t ms |  |  |  |  | Total
| 10 < t ≤ 200 | 200 < t ≤ 500 | 500 < t ≤ 1000 | 1000 < t ≤ 5000 | 5000 < t ≤ 60000
80 ≤ u < 90 | 0 | 0 | 0 | 0 | 0 | 0
70 ≤ u < 80 | 0 | 0 | 0 | 0 | 0 | 0
40 ≤ u < 70 | 0 | 0 | 0 | 0 | 0 | 0
5 ≤ u < 40 | 0 | 0 | 0 | 0 | 0 | 0
u < 5 | 0 | 0 | 0 | 0 | 0 | 0
Total | 0 | 0 | 0 | 0 | 0 | 0
GRUM08(PTA 8 GRUMAZESTI)¦ meter SN:1009151000001434
Tensiune reziduală u% | Durata t ms |  |  |  |  | Total
| 10 < t ≤ 200 | 200 < t ≤ 500 | 500 < t ≤ 1000 | 1000 < t ≤ 5000 | 5000 < t ≤ 60000
80 ≤ u < 90 | 0 | 0 | 0 | 0 | 0 | 0
70 ≤ u < 80 | 0 | 0 | 0 | 0 | 0 | 0
40 ≤ u < 70 | 0 | 0 | 0 | 0 | 0 | 0
5 ≤ u < 40 | 0 | 0 | 0 | 0 | 0 | 0
u < 5 | 0 | 0 | 0 | 0 | 0 | 0
Total | 0 | 0 | 0 | 0 | 0 | 0
GRUM09(PTA 9 GRUMAZESTI)¦ meter SN:1009151000002631
Tensiune reziduală u% | Durata t ms |  |  |  |  | Total
| 10 < t ≤ 200 | 200 < t ≤ 500 | 500 < t ≤ 1000 | 1000 < t ≤ 5000 | 5000 < t ≤ 60000
80 ≤ u < 90 | 0 | 0 | 0 | 0 | 0 | 0
70 ≤ u < 80 | 0 | 0 | 0 | 0 | 0 | 0
40 ≤ u < 70 | 0 | 0 | 0 | 0 | 0 | 0
5 ≤ u < 40 | 0 | 0 | 0 | 0 | 0 | 0
u < 5 | 0 | 0 | 0 | 0 | 0 | 0
Total | 0 | 0 | 0 | 0 | 0 | 0
GRUM10(PTA 10 GRUMAZESTI)¦ meter SN:1009141000001082
Tensiune reziduală u% | Durata t ms |  |  |  |  | Total
| 10 < t ≤ 200 | 200 < t ≤ 500 | 500 < t ≤ 1000 | 1000 < t ≤ 5000 | 5000 < t ≤ 60000
80 ≤ u < 90 | 0 | 0 | 0 | 0 | 0 | 0
70 ≤ u < 80 | 0 | 0 | 0 | 0 | 0 | 0
40 ≤ u < 70 | 0 | 0 | 0 | 0 | 0 | 0
5 ≤ u < 40 | 0 | 0 | 0 | 0 | 0 | 0
u < 5 | 0 | 0 | 0 | 0 | 0 | 0
Total | 0 | 0 | 0 | 0 | 0 | 0
INGA01(PT 1 INGARESTI)¦ meter SN:1009151000002365
Tensiune reziduală u% | Durata t ms |  |  |  |  | Total
| 10 < t ≤ 200 | 200 < t ≤ 500 | 500 < t ≤ 1000 | 1000 < t ≤ 5000 | 5000 < t ≤ 60000
80 ≤ u < 90 | 0 | 0 | 0 | 0 | 0 | 0
70 ≤ u < 80 | 0 | 0 | 0 | 0 | 0 | 0
40 ≤ u < 70 | 0 | 0 | 0 | 0 | 0 | 0
5 ≤ u < 40 | 0 | 0 | 0 | 0 | 0 | 0
u < 5 | 0 | 0 | 0 | 0 | 0 | 0
Total | 0 | 0 | 0 | 0 | 0 | 0
INGA02(PT 2 INGARESTI)¦ meter SN:1009151000002407
Tensiune reziduală u% | Durata t ms |  |  |  |  | Total
| 10 < t ≤ 200 | 200 < t ≤ 500 | 500 < t ≤ 1000 | 1000 < t ≤ 5000 | 5000 < t ≤ 60000
80 ≤ u < 90 | 0 | 0 | 0 | 0 | 0 | 0
70 ≤ u < 80 | 0 | 0 | 0 | 0 | 0 | 0
40 ≤ u < 70 | 0 | 0 | 0 | 0 | 0 | 0
5 ≤ u < 40 | 0 | 0 | 0 | 0 | 0 | 0
u < 5 | 0 | 0 | 0 | 0 | 0 | 0
Total | 0 | 0 | 0 | 0 | 0 | 0
LEGH01(PTA 1 LEGHIN)¦ meter SN:1702434126423113
Tensiune reziduală u% | Durata t ms |  |  |  |  | Total
| 10 < t ≤ 200 | 200 < t ≤ 500 | 500 < t ≤ 1000 | 1000 < t ≤ 5000 | 5000 < t ≤ 60000
80 ≤ u < 90 | 0 | 0 | 0 | 0 | 0 | 0
70 ≤ u < 80 | 0 | 0 | 0 | 0 | 0 | 0
40 ≤ u < 70 | 0 | 0 | 0 | 0 | 0 | 0
5 ≤ u < 40 | 0 | 0 | 0 | 0 | 0 | 0
u < 5 | 0 | 0 | 0 | 0 | 0 | 0
Total | 0 | 0 | 0 | 0 | 0 | 0
LNCA01(PTA 1 LUNCA VINATORI)¦ meter SN:1009141000000927
Tensiune reziduală u% | Durata t ms |  |  |  |  | Total
| 10 < t ≤ 200 | 200 < t ≤ 500 | 500 < t ≤ 1000 | 1000 < t ≤ 5000 | 5000 < t ≤ 60000
80 ≤ u < 90 | 0 | 0 | 0 | 0 | 0 | 0
70 ≤ u < 80 | 0 | 0 | 0 | 0 | 0 | 0
40 ≤ u < 70 | 0 | 0 | 0 | 0 | 0 | 0
5 ≤ u < 40 | 0 | 0 | 0 | 0 | 0 | 0
u < 5 | 0 | 0 | 0 | 0 | 0 | 0
Total | 0 | 0 | 0 | 0 | 0 | 0
LNCA02(PTA 2 LUNCA VINATORI)¦ meter SN:1009141000000965
Tensiune reziduală u% | Durata t ms |  |  |  |  | Total
| 10 < t ≤ 200 | 200 < t ≤ 500 | 500 < t ≤ 1000 | 1000 < t ≤ 5000 | 5000 < t ≤ 60000
80 ≤ u < 90 | 0 | 0 | 0 | 0 | 0 | 0
70 ≤ u < 80 | 0 | 0 | 0 | 0 | 0 | 0
40 ≤ u < 70 | 0 | 0 | 0 | 0 | 0 | 0
5 ≤ u < 40 | 0 | 0 | 0 | 0 | 0 | 0
u < 5 | 0 | 0 | 0 | 0 | 0 | 0
Total | 0 | 0 | 0 | 0 | 0 | 0
MAGA01(PTA 1 MAGAZIA)¦ meter SN:1009151000001712
Tensiune reziduală u% | Durata t ms |  |  |  |  | Total
| 10 < t ≤ 200 | 200 < t ≤ 500 | 500 < t ≤ 1000 | 1000 < t ≤ 5000 | 5000 < t ≤ 60000
80 ≤ u < 90 | 0 | 0 | 0 | 0 | 0 | 0
70 ≤ u < 80 | 0 | 0 | 0 | 0 | 0 | 0
40 ≤ u < 70 | 0 | 0 | 0 | 0 | 0 | 0
5 ≤ u < 40 | 0 | 0 | 0 | 0 | 0 | 0
u < 5 | 0 | 0 | 0 | 0 | 0 | 0
Total | 0 | 0 | 0 | 0 | 0 | 0
MAGA03(PTA 3 MAGAZIA)¦ meter SN:1009151000002487
Tensiune reziduală u% | Durata t ms |  |  |  |  | Total
| 10 < t ≤ 200 | 200 < t ≤ 500 | 500 < t ≤ 1000 | 1000 < t ≤ 5000 | 5000 < t ≤ 60000
80 ≤ u < 90 | 0 | 0 | 0 | 0 | 0 | 0
70 ≤ u < 80 | 0 | 0 | 0 | 0 | 0 | 0
40 ≤ u < 70 | 0 | 0 | 0 | 0 | 0 | 0
5 ≤ u < 40 | 0 | 0 | 0 | 0 | 0 | 0
u < 5 | 0 | 0 | 0 | 0 | 0 | 0
Total | 0 | 0 | 0 | 0 | 0 | 0
MANN01(PTA 1 MANASTIREA NEAMT)¦ meter SN:1702434125895605
Tensiune reziduală u% | Durata t ms |  |  |  |  | Total
| 10 < t ≤ 200 | 200 < t ≤ 500 | 500 < t ≤ 1000 | 1000 < t ≤ 5000 | 5000 < t ≤ 60000
80 ≤ u < 90 | 0 | 0 | 0 | 2 | 0 | 2
70 ≤ u < 80 | 0 | 0 | 0 | 0 | 0 | 0
40 ≤ u < 70 | 0 | 0 | 0 | 0 | 0 | 0
5 ≤ u < 40 | 0 | 0 | 0 | 0 | 0 | 0
u < 5 | 0 | 0 | 0 | 0 | 0 | 0
Total | 0 | 0 | 0 | 2 | 0 | 2
MANN02(PTA 2 MANASTIREA NEAMT)¦ meter SN:1702334123717685
Tensiune reziduală u% | Durata t ms |  |  |  |  | Total
| 10 < t ≤ 200 | 200 < t ≤ 500 | 500 < t ≤ 1000 | 1000 < t ≤ 5000 | 5000 < t ≤ 60000
80 ≤ u < 90 | 0 | 0 | 0 | 1 | 0 | 1
70 ≤ u < 80 | 0 | 0 | 0 | 0 | 0 | 0
40 ≤ u < 70 | 0 | 0 | 0 | 0 | 0 | 0
5 ≤ u < 40 | 0 | 0 | 0 | 0 | 0 | 0
u < 5 | 0 | 0 | 0 | 0 | 0 | 0
Total | 0 | 0 | 0 | 1 | 0 | 1
MANN04(PTA 4 MANASTIREA NEAMT)¦ meter SN:1702334125532454
Tensiune reziduală u% | Durata t ms |  |  |  |  | Total
| 10 < t ≤ 200 | 200 < t ≤ 500 | 500 < t ≤ 1000 | 1000 < t ≤ 5000 | 5000 < t ≤ 60000
80 ≤ u < 90 | 0 | 0 | 0 | 0 | 0 | 0
70 ≤ u < 80 | 0 | 0 | 0 | 0 | 0 | 0
40 ≤ u < 70 | 0 | 0 | 0 | 0 | 0 | 0
5 ≤ u < 40 | 0 | 0 | 0 | 0 | 0 | 0
u < 5 | 0 | 0 | 0 | 0 | 0 | 0
Total | 0 | 0 | 0 | 0 | 0 | 0
NEMT01(PTA 1 NEMTISOR)¦ meter SN:1009151000002372
Tensiune reziduală u% | Durata t ms |  |  |  |  | Total
| 10 < t ≤ 200 | 200 < t ≤ 500 | 500 < t ≤ 1000 | 1000 < t ≤ 5000 | 5000 < t ≤ 60000
80 ≤ u < 90 | 0 | 0 | 0 | 0 | 0 | 0
70 ≤ u < 80 | 0 | 0 | 0 | 0 | 0 | 0
40 ≤ u < 70 | 0 | 0 | 0 | 0 | 0 | 0
5 ≤ u < 40 | 0 | 0 | 0 | 0 | 0 | 0
u < 5 | 0 | 0 | 0 | 0 | 0 | 0
Total | 0 | 0 | 0 | 0 | 0 | 0
NEMT02(PTA 2 NEMTISOR)¦ meter SN:1009151000002356
Tensiune reziduală u% | Durata t ms |  |  |  |  | Total
| 10 < t ≤ 200 | 200 < t ≤ 500 | 500 < t ≤ 1000 | 1000 < t ≤ 5000 | 5000 < t ≤ 60000
80 ≤ u < 90 | 0 | 0 | 0 | 0 | 0 | 0
70 ≤ u < 80 | 0 | 0 | 0 | 0 | 0 | 0
40 ≤ u < 70 | 0 | 0 | 0 | 0 | 0 | 0
5 ≤ u < 40 | 0 | 0 | 0 | 0 | 0 | 0
u < 5 | 0 | 0 | 0 | 0 | 0 | 0
Total | 0 | 0 | 0 | 0 | 0 | 0
NEMT03(PTA 3 NEMTISOR)¦ meter SN:1009151000002322
Tensiune reziduală u% | Durata t ms |  |  |  |  | Total
| 10 < t ≤ 200 | 200 < t ≤ 500 | 500 < t ≤ 1000 | 1000 < t ≤ 5000 | 5000 < t ≤ 60000
80 ≤ u < 90 | 0 | 0 | 0 | 0 | 0 | 0
70 ≤ u < 80 | 0 | 0 | 0 | 0 | 0 | 0
40 ≤ u < 70 | 0 | 0 | 0 | 0 | 0 | 0
5 ≤ u < 40 | 0 | 0 | 0 | 0 | 0 | 0
u < 5 | 0 | 0 | 0 | 0 | 0 | 0
Total | 0 | 0 | 0 | 0 | 0 | 0
NEMT04(PTA 4 NEMTISOR)¦ meter SN:1009151000002566
Tensiune reziduală u% | Durata t ms |  |  |  |  | Total
| 10 < t ≤ 200 | 200 < t ≤ 500 | 500 < t ≤ 1000 | 1000 < t ≤ 5000 | 5000 < t ≤ 60000
80 ≤ u < 90 | 0 | 0 | 0 | 0 | 0 | 0
70 ≤ u < 80 | 0 | 0 | 0 | 0 | 0 | 0
40 ≤ u < 70 | 0 | 0 | 0 | 0 | 0 | 0
5 ≤ u < 40 | 0 | 0 | 0 | 0 | 0 | 0
u < 5 | 0 | 0 | 0 | 0 | 0 | 0
Total | 0 | 0 | 0 | 0 | 0 | 0
NEMT05(PTA 5 NEMTISOR)¦ meter SN:1009151000002586
Tensiune reziduală u% | Durata t ms |  |  |  |  | Total
| 10 < t ≤ 200 | 200 < t ≤ 500 | 500 < t ≤ 1000 | 1000 < t ≤ 5000 | 5000 < t ≤ 60000
80 ≤ u < 90 | 0 | 0 | 0 | 0 | 0 | 0
70 ≤ u < 80 | 0 | 0 | 0 | 0 | 0 | 0
40 ≤ u < 70 | 0 | 0 | 0 | 0 | 0 | 0
5 ≤ u < 40 | 0 | 0 | 0 | 0 | 0 | 0
u < 5 | 0 | 0 | 0 | 0 | 0 | 0
Total | 0 | 0 | 0 | 0 | 0 | 0
NEMT07(PT 7 NEMTISOR)¦ meter SN:1009141000000522
Tensiune reziduală u% | Durata t ms |  |  |  |  | Total
| 10 < t ≤ 200 | 200 < t ≤ 500 | 500 < t ≤ 1000 | 1000 < t ≤ 5000 | 5000 < t ≤ 60000
80 ≤ u < 90 | 0 | 0 | 0 | 0 | 0 | 0
70 ≤ u < 80 | 0 | 0 | 0 | 0 | 0 | 0
40 ≤ u < 70 | 0 | 0 | 0 | 0 | 0 | 0
5 ≤ u < 40 | 0 | 0 | 0 | 0 | 0 | 0
u < 5 | 0 | 0 | 0 | 0 | 0 | 0
Total | 0 | 0 | 0 | 0 | 0 | 0
NETE01(PTA 1 NETEZI)¦ meter SN:1009151000002589
Tensiune reziduală u% | Durata t ms |  |  |  |  | Total
| 10 < t ≤ 200 | 200 < t ≤ 500 | 500 < t ≤ 1000 | 1000 < t ≤ 5000 | 5000 < t ≤ 60000
80 ≤ u < 90 | 0 | 0 | 0 | 0 | 0 | 0
70 ≤ u < 80 | 0 | 0 | 0 | 0 | 0 | 0
40 ≤ u < 70 | 0 | 0 | 0 | 0 | 0 | 0
5 ≤ u < 40 | 0 | 0 | 0 | 0 | 0 | 0
u < 5 | 0 | 0 | 0 | 0 | 0 | 0
Total | 0 | 0 | 0 | 0 | 0 | 0
OGLI01(PTA 1 OGLINZI)¦ meter SN:1009151000001485
Tensiune reziduală u% | Durata t ms |  |  |  |  | Total
| 10 < t ≤ 200 | 200 < t ≤ 500 | 500 < t ≤ 1000 | 1000 < t ≤ 5000 | 5000 < t ≤ 60000
80 ≤ u < 90 | 0 | 0 | 0 | 0 | 0 | 0
70 ≤ u < 80 | 0 | 0 | 0 | 0 | 0 | 0
40 ≤ u < 70 | 0 | 0 | 0 | 0 | 0 | 0
5 ≤ u < 40 | 0 | 0 | 0 | 0 | 0 | 0
u < 5 | 0 | 0 | 0 | 0 | 0 | 0
Total | 0 | 0 | 0 | 0 | 0 | 0
OGLI02(PTA 2 OGLINZI)¦ meter SN:1009141000000994
Tensiune reziduală u% | Durata t ms |  |  |  |  | Total
| 10 < t ≤ 200 | 200 < t ≤ 500 | 500 < t ≤ 1000 | 1000 < t ≤ 5000 | 5000 < t ≤ 60000
80 ≤ u < 90 | 0 | 0 | 0 | 0 | 0 | 0
70 ≤ u < 80 | 0 | 0 | 0 | 0 | 0 | 0
40 ≤ u < 70 | 0 | 0 | 0 | 0 | 0 | 0
5 ≤ u < 40 | 0 | 0 | 0 | 0 | 0 | 0
u < 5 | 0 | 0 | 0 | 0 | 0 | 0
Total | 0 | 0 | 0 | 0 | 0 | 0
OGLI03(PTA 3 OGLINZI)¦ meter SN:1009141000000914
Tensiune reziduală u% | Durata t ms |  |  |  |  | Total
| 10 < t ≤ 200 | 200 < t ≤ 500 | 500 < t ≤ 1000 | 1000 < t ≤ 5000 | 5000 < t ≤ 60000
80 ≤ u < 90 | 0 | 0 | 0 | 0 | 0 | 0
70 ≤ u < 80 | 0 | 0 | 0 | 0 | 0 | 0
40 ≤ u < 70 | 0 | 0 | 0 | 0 | 0 | 0
5 ≤ u < 40 | 0 | 0 | 0 | 0 | 0 | 0
u < 5 | 0 | 0 | 0 | 0 | 0 | 0
Total | 0 | 0 | 0 | 0 | 0 | 0
OGLI04(PTA 4 OGLINZI)¦ meter SN:1009141000000749
Tensiune reziduală u% | Durata t ms |  |  |  |  | Total
| 10 < t ≤ 200 | 200 < t ≤ 500 | 500 < t ≤ 1000 | 1000 < t ≤ 5000 | 5000 < t ≤ 60000
80 ≤ u < 90 | 0 | 0 | 0 | 0 | 0 | 0
70 ≤ u < 80 | 0 | 0 | 0 | 0 | 0 | 0
40 ≤ u < 70 | 0 | 0 | 0 | 0 | 0 | 0
5 ≤ u < 40 | 0 | 0 | 0 | 0 | 0 | 0
u < 5 | 0 | 0 | 0 | 0 | 0 | 0
Total | 0 | 0 | 0 | 0 | 0 | 0
OGLI05(PTA 5 OGLINZI)¦ meter SN:1009141000000620
Tensiune reziduală u% | Durata t ms |  |  |  |  | Total
| 10 < t ≤ 200 | 200 < t ≤ 500 | 500 < t ≤ 1000 | 1000 < t ≤ 5000 | 5000 < t ≤ 60000
80 ≤ u < 90 | 0 | 0 | 0 | 0 | 0 | 0
70 ≤ u < 80 | 0 | 0 | 0 | 0 | 0 | 0
40 ≤ u < 70 | 0 | 0 | 0 | 0 | 0 | 0
5 ≤ u < 40 | 0 | 0 | 0 | 0 | 0 | 0
u < 5 | 0 | 0 | 0 | 0 | 0 | 0
Total | 0 | 0 | 0 | 0 | 0 | 0
OGLI06(PTA 6 OGLINZI)¦ meter SN:1009141000000919
Tensiune reziduală u% | Durata t ms |  |  |  |  | Total
| 10 < t ≤ 200 | 200 < t ≤ 500 | 500 < t ≤ 1000 | 1000 < t ≤ 5000 | 5000 < t ≤ 60000
80 ≤ u < 90 | 0 | 0 | 0 | 0 | 0 | 0
70 ≤ u < 80 | 0 | 0 | 0 | 0 | 0 | 0
40 ≤ u < 70 | 0 | 0 | 0 | 0 | 0 | 0
5 ≤ u < 40 | 0 | 0 | 0 | 0 | 0 | 0
u < 5 | 0 | 0 | 0 | 0 | 0 | 0
Total | 0 | 0 | 0 | 0 | 0 | 0
OGLI07(PTA 7 OGLINZI)¦ meter SN:1009141000001148
Tensiune reziduală u% | Durata t ms |  |  |  |  | Total
| 10 < t ≤ 200 | 200 < t ≤ 500 | 500 < t ≤ 1000 | 1000 < t ≤ 5000 | 5000 < t ≤ 60000
80 ≤ u < 90 | 0 | 0 | 0 | 0 | 0 | 0
70 ≤ u < 80 | 0 | 0 | 0 | 0 | 0 | 0
40 ≤ u < 70 | 0 | 0 | 0 | 0 | 0 | 0
5 ≤ u < 40 | 0 | 0 | 0 | 0 | 0 | 0
u < 5 | 0 | 0 | 0 | 0 | 0 | 0
Total | 0 | 0 | 0 | 0 | 0 | 0
OGLI10(PT 10 OGLINZI)¦ meter SN:1009141000000887
Tensiune reziduală u% | Durata t ms |  |  |  |  | Total
| 10 < t ≤ 200 | 200 < t ≤ 500 | 500 < t ≤ 1000 | 1000 < t ≤ 5000 | 5000 < t ≤ 60000
80 ≤ u < 90 | 0 | 0 | 0 | 0 | 0 | 0
70 ≤ u < 80 | 0 | 0 | 0 | 0 | 0 | 0
40 ≤ u < 70 | 0 | 0 | 0 | 0 | 0 | 0
5 ≤ u < 40 | 0 | 0 | 0 | 0 | 0 | 0
u < 5 | 0 | 0 | 0 | 0 | 0 | 0
Total | 0 | 0 | 0 | 0 | 0 | 0
OGLI11(PT 11 OGLINZI)¦ meter SN:1009151000002527
Tensiune reziduală u% | Durata t ms |  |  |  |  | Total
| 10 < t ≤ 200 | 200 < t ≤ 500 | 500 < t ≤ 1000 | 1000 < t ≤ 5000 | 5000 < t ≤ 60000
80 ≤ u < 90 | 0 | 0 | 0 | 0 | 0 | 0
70 ≤ u < 80 | 0 | 0 | 0 | 0 | 0 | 0
40 ≤ u < 70 | 0 | 0 | 0 | 0 | 0 | 0
5 ≤ u < 40 | 0 | 0 | 0 | 0 | 0 | 0
u < 5 | 0 | 0 | 0 | 0 | 0 | 0
Total | 0 | 0 | 0 | 0 | 0 | 0
ORTA01(PTA 1 ORTASTI)¦ meter SN:1009151000002222
Tensiune reziduală u% | Durata t ms |  |  |  |  | Total
| 10 < t ≤ 200 | 200 < t ≤ 500 | 500 < t ≤ 1000 | 1000 < t ≤ 5000 | 5000 < t ≤ 60000
80 ≤ u < 90 | 0 | 0 | 0 | 0 | 0 | 0
70 ≤ u < 80 | 0 | 0 | 0 | 0 | 0 | 0
40 ≤ u < 70 | 0 | 0 | 0 | 0 | 0 | 0
5 ≤ u < 40 | 0 | 0 | 0 | 0 | 0 | 0
u < 5 | 0 | 0 | 0 | 0 | 0 | 0
Total | 0 | 0 | 0 | 0 | 0 | 0
PETR01(PT 1 PETRICANI)¦ meter SN:1009151000002442
Tensiune reziduală u% | Durata t ms |  |  |  |  | Total
| 10 < t ≤ 200 | 200 < t ≤ 500 | 500 < t ≤ 1000 | 1000 < t ≤ 5000 | 5000 < t ≤ 60000
80 ≤ u < 90 | 0 | 0 | 0 | 0 | 0 | 0
70 ≤ u < 80 | 0 | 0 | 0 | 0 | 0 | 0
40 ≤ u < 70 | 0 | 0 | 0 | 0 | 0 | 0
5 ≤ u < 40 | 0 | 0 | 0 | 0 | 0 | 0
u < 5 | 0 | 0 | 0 | 0 | 0 | 0
Total | 0 | 0 | 0 | 0 | 0 | 0
PETR02(PT 2 PETRICANI)¦ meter SN:1009151000002429
Tensiune reziduală u% | Durata t ms |  |  |  |  | Total
| 10 < t ≤ 200 | 200 < t ≤ 500 | 500 < t ≤ 1000 | 1000 < t ≤ 5000 | 5000 < t ≤ 60000
80 ≤ u < 90 | 0 | 0 | 0 | 0 | 0 | 0
70 ≤ u < 80 | 0 | 0 | 0 | 0 | 0 | 0
40 ≤ u < 70 | 0 | 0 | 0 | 0 | 0 | 0
5 ≤ u < 40 | 0 | 0 | 0 | 0 | 0 | 0
u < 5 | 0 | 0 | 0 | 0 | 0 | 0
Total | 0 | 0 | 0 | 0 | 0 | 0
PETR03(PT 3 PETRICANI)¦ meter SN:1009151000002422
Tensiune reziduală u% | Durata t ms |  |  |  |  | Total
| 10 < t ≤ 200 | 200 < t ≤ 500 | 500 < t ≤ 1000 | 1000 < t ≤ 5000 | 5000 < t ≤ 60000
80 ≤ u < 90 | 0 | 0 | 0 | 0 | 0 | 0
70 ≤ u < 80 | 0 | 0 | 0 | 0 | 0 | 0
40 ≤ u < 70 | 0 | 0 | 0 | 0 | 0 | 0
5 ≤ u < 40 | 0 | 0 | 0 | 0 | 0 | 0
u < 5 | 0 | 0 | 0 | 0 | 0 | 0
Total | 0 | 0 | 0 | 0 | 0 | 0
PIPR01(PTA 1 PIPIRIG)¦ meter SN:1009141000001053
Tensiune reziduală u% | Durata t ms |  |  |  |  | Total
| 10 < t ≤ 200 | 200 < t ≤ 500 | 500 < t ≤ 1000 | 1000 < t ≤ 5000 | 5000 < t ≤ 60000
80 ≤ u < 90 | 0 | 0 | 0 | 0 | 0 | 0
70 ≤ u < 80 | 0 | 0 | 0 | 0 | 0 | 0
40 ≤ u < 70 | 0 | 0 | 0 | 0 | 0 | 0
5 ≤ u < 40 | 0 | 0 | 0 | 0 | 0 | 0
u < 5 | 0 | 0 | 0 | 0 | 0 | 0
Total | 0 | 0 | 0 | 0 | 0 | 0
PIPR02(PTA 2 PIPIRIG)¦ meter SN:1009151000002685
Tensiune reziduală u% | Durata t ms |  |  |  |  | Total
| 10 < t ≤ 200 | 200 < t ≤ 500 | 500 < t ≤ 1000 | 1000 < t ≤ 5000 | 5000 < t ≤ 60000
80 ≤ u < 90 | 0 | 0 | 0 | 0 | 0 | 0
70 ≤ u < 80 | 0 | 0 | 0 | 0 | 0 | 0
40 ≤ u < 70 | 0 | 0 | 0 | 0 | 0 | 0
5 ≤ u < 40 | 0 | 0 | 0 | 0 | 0 | 0
u < 5 | 0 | 0 | 0 | 0 | 0 | 0
Total | 0 | 0 | 0 | 0 | 0 | 0
PLUP01(PTA 1 PLUTON)¦ meter SN:1702434126423106
Tensiune reziduală u% | Durata t ms |  |  |  |  | Total
| 10 < t ≤ 200 | 200 < t ≤ 500 | 500 < t ≤ 1000 | 1000 < t ≤ 5000 | 5000 < t ≤ 60000
80 ≤ u < 90 | 0 | 0 | 0 | 0 | 0 | 0
70 ≤ u < 80 | 0 | 0 | 0 | 0 | 0 | 0
40 ≤ u < 70 | 0 | 0 | 0 | 0 | 0 | 0
5 ≤ u < 40 | 0 | 0 | 0 | 0 | 0 | 0
u < 5 | 0 | 0 | 0 | 0 | 0 | 0
Total | 0 | 0 | 0 | 0 | 0 | 0
PRTS01(PTA 1 PREUTESTI)¦ meter SN:1009141000001115
Tensiune reziduală u% | Durata t ms |  |  |  |  | Total
| 10 < t ≤ 200 | 200 < t ≤ 500 | 500 < t ≤ 1000 | 1000 < t ≤ 5000 | 5000 < t ≤ 60000
80 ≤ u < 90 | 0 | 0 | 0 | 0 | 0 | 0
70 ≤ u < 80 | 0 | 0 | 0 | 0 | 0 | 0
40 ≤ u < 70 | 0 | 0 | 0 | 0 | 0 | 0
5 ≤ u < 40 | 0 | 0 | 0 | 0 | 0 | 0
u < 5 | 0 | 0 | 0 | 0 | 0 | 0
Total | 0 | 0 | 0 | 0 | 0 | 0
RASA01(PTA 1 RASCA)¦ meter SN:1009151000002783
Tensiune reziduală u% | Durata t ms |  |  |  |  | Total
| 10 < t ≤ 200 | 200 < t ≤ 500 | 500 < t ≤ 1000 | 1000 < t ≤ 5000 | 5000 < t ≤ 60000
80 ≤ u < 90 | 0 | 0 | 0 | 0 | 0 | 0
70 ≤ u < 80 | 0 | 0 | 0 | 0 | 0 | 0
40 ≤ u < 70 | 0 | 0 | 0 | 0 | 0 | 0
5 ≤ u < 40 | 0 | 0 | 0 | 0 | 0 | 0
u < 5 | 0 | 0 | 0 | 0 | 0 | 0
Total | 0 | 0 | 0 | 0 | 0 | 0
RAUC01(PTA 1 RAUCESTI)¦ meter SN:1702334123717672
Tensiune reziduală u% | Durata t ms |  |  |  |  | Total
| 10 < t ≤ 200 | 200 < t ≤ 500 | 500 < t ≤ 1000 | 1000 < t ≤ 5000 | 5000 < t ≤ 60000
80 ≤ u < 90 | 0 | 0 | 0 | 0 | 0 | 0
70 ≤ u < 80 | 0 | 0 | 0 | 0 | 0 | 0
40 ≤ u < 70 | 0 | 0 | 0 | 0 | 0 | 0
5 ≤ u < 40 | 0 | 0 | 0 | 0 | 0 | 0
u < 5 | 0 | 0 | 0 | 0 | 0 | 0
Total | 0 | 0 | 0 | 0 | 0 | 0
RAUC02(PTA 2 RAUCESTI)¦ meter SN:1702334123717670
Tensiune reziduală u% | Durata t ms |  |  |  |  | Total
| 10 < t ≤ 200 | 200 < t ≤ 500 | 500 < t ≤ 1000 | 1000 < t ≤ 5000 | 5000 < t ≤ 60000
80 ≤ u < 90 | 0 | 0 | 0 | 0 | 0 | 0
70 ≤ u < 80 | 0 | 0 | 0 | 0 | 0 | 0
40 ≤ u < 70 | 0 | 0 | 0 | 0 | 0 | 0
5 ≤ u < 40 | 0 | 0 | 0 | 0 | 0 | 0
u < 5 | 0 | 0 | 0 | 0 | 0 | 0
Total | 0 | 0 | 0 | 0 | 0 | 0
RAUC03(PTA 3 RAUCESTI)¦ meter SN:1702334125532455
Tensiune reziduală u% | Durata t ms |  |  |  |  | Total
| 10 < t ≤ 200 | 200 < t ≤ 500 | 500 < t ≤ 1000 | 1000 < t ≤ 5000 | 5000 < t ≤ 60000
80 ≤ u < 90 | 0 | 0 | 0 | 0 | 0 | 0
70 ≤ u < 80 | 0 | 0 | 0 | 0 | 0 | 0
40 ≤ u < 70 | 0 | 0 | 0 | 0 | 0 | 0
5 ≤ u < 40 | 0 | 0 | 0 | 0 | 0 | 0
u < 5 | 0 | 0 | 0 | 0 | 0 | 0
Total | 0 | 0 | 0 | 0 | 0 | 0
RAUC04(PTA 4 RAUCESTI)¦ meter SN:1702434126423110
Tensiune reziduală u% | Durata t ms |  |  |  |  | Total
| 10 < t ≤ 200 | 200 < t ≤ 500 | 500 < t ≤ 1000 | 1000 < t ≤ 5000 | 5000 < t ≤ 60000
80 ≤ u < 90 | 0 | 0 | 0 | 0 | 0 | 0
70 ≤ u < 80 | 0 | 0 | 0 | 0 | 0 | 0
40 ≤ u < 70 | 0 | 0 | 0 | 0 | 0 | 0
5 ≤ u < 40 | 0 | 0 | 0 | 0 | 0 | 0
u < 5 | 0 | 0 | 0 | 0 | 0 | 0
Total | 0 | 0 | 0 | 0 | 0 | 0
RAUC08(PT 8 RAUCESTI)¦ meter SN:1702434126423108
Tensiune reziduală u% | Durata t ms |  |  |  |  | Total
| 10 < t ≤ 200 | 200 < t ≤ 500 | 500 < t ≤ 1000 | 1000 < t ≤ 5000 | 5000 < t ≤ 60000
80 ≤ u < 90 | 0 | 0 | 0 | 0 | 0 | 0
70 ≤ u < 80 | 0 | 0 | 0 | 0 | 0 | 0
40 ≤ u < 70 | 0 | 0 | 0 | 0 | 0 | 0
5 ≤ u < 40 | 0 | 0 | 0 | 0 | 0 | 0
u < 5 | 0 | 0 | 0 | 0 | 0 | 0
Total | 0 | 0 | 0 | 0 | 0 | 0
SCLS01(PTA 1 SACALUSESTI)¦ meter SN:1009151000002016
Tensiune reziduală u% | Durata t ms |  |  |  |  | Total
| 10 < t ≤ 200 | 200 < t ≤ 500 | 500 < t ≤ 1000 | 1000 < t ≤ 5000 | 5000 < t ≤ 60000
80 ≤ u < 90 | 0 | 0 | 0 | 0 | 0 | 0
70 ≤ u < 80 | 0 | 0 | 0 | 0 | 0 | 0
40 ≤ u < 70 | 0 | 0 | 0 | 0 | 0 | 0
5 ≤ u < 40 | 0 | 0 | 0 | 0 | 0 | 0
u < 5 | 0 | 0 | 0 | 0 | 0 | 0
Total | 0 | 0 | 0 | 0 | 0 | 0
SCLS02(PTA 2 SACALUSESTI)¦ meter SN:1009151000002427
Tensiune reziduală u% | Durata t ms |  |  |  |  | Total
| 10 < t ≤ 200 | 200 < t ≤ 500 | 500 < t ≤ 1000 | 1000 < t ≤ 5000 | 5000 < t ≤ 60000
80 ≤ u < 90 | 0 | 0 | 0 | 0 | 0 | 0
70 ≤ u < 80 | 0 | 0 | 0 | 0 | 0 | 0
40 ≤ u < 70 | 0 | 0 | 0 | 0 | 0 | 0
5 ≤ u < 40 | 0 | 0 | 0 | 0 | 0 | 0
u < 5 | 0 | 0 | 0 | 0 | 0 | 0
Total | 0 | 0 | 0 | 0 | 0 | 0
SCLS03(PTA 3 SACALUSESTI)¦ meter SN:1009151000002040
Tensiune reziduală u% | Durata t ms |  |  |  |  | Total
| 10 < t ≤ 200 | 200 < t ≤ 500 | 500 < t ≤ 1000 | 1000 < t ≤ 5000 | 5000 < t ≤ 60000
80 ≤ u < 90 | 0 | 0 | 0 | 0 | 0 | 0
70 ≤ u < 80 | 0 | 0 | 0 | 0 | 0 | 0
40 ≤ u < 70 | 0 | 0 | 0 | 0 | 0 | 0
5 ≤ u < 40 | 0 | 0 | 0 | 0 | 0 | 0
u < 5 | 0 | 0 | 0 | 0 | 0 | 0
Total | 0 | 0 | 0 | 0 | 0 | 0
SOIM01(PTA 1 SOIMARESTI)¦ meter SN:1009141000000491
Tensiune reziduală u% | Durata t ms |  |  |  |  | Total
| 10 < t ≤ 200 | 200 < t ≤ 500 | 500 < t ≤ 1000 | 1000 < t ≤ 5000 | 5000 < t ≤ 60000
80 ≤ u < 90 | 0 | 0 | 0 | 0 | 0 | 0
70 ≤ u < 80 | 0 | 0 | 0 | 0 | 0 | 0
40 ≤ u < 70 | 0 | 0 | 0 | 0 | 0 | 0
5 ≤ u < 40 | 0 | 0 | 0 | 0 | 0 | 0
u < 5 | 0 | 0 | 0 | 0 | 0 | 0
Total | 0 | 0 | 0 | 0 | 0 | 0
STAP01(PTA 1 STANCA)¦ meter SN:1009141000001056
Tensiune reziduală u% | Durata t ms |  |  |  |  | Total
| 10 < t ≤ 200 | 200 < t ≤ 500 | 500 < t ≤ 1000 | 1000 < t ≤ 5000 | 5000 < t ≤ 60000
80 ≤ u < 90 | 0 | 0 | 0 | 0 | 0 | 0
70 ≤ u < 80 | 0 | 0 | 0 | 0 | 0 | 0
40 ≤ u < 70 | 0 | 0 | 0 | 0 | 0 | 0
5 ≤ u < 40 | 0 | 0 | 0 | 0 | 0 | 0
u < 5 | 0 | 0 | 0 | 0 | 0 | 0
Total | 0 | 0 | 0 | 0 | 0 | 0
STAP03(PTA 3 STANCA)¦ meter SN:1009141000001044
Tensiune reziduală u% | Durata t ms |  |  |  |  | Total
| 10 < t ≤ 200 | 200 < t ≤ 500 | 500 < t ≤ 1000 | 1000 < t ≤ 5000 | 5000 < t ≤ 60000
80 ≤ u < 90 | 0 | 0 | 0 | 0 | 0 | 0
70 ≤ u < 80 | 0 | 0 | 0 | 0 | 0 | 0
40 ≤ u < 70 | 0 | 0 | 0 | 0 | 0 | 0
5 ≤ u < 40 | 0 | 0 | 0 | 0 | 0 | 0
u < 5 | 0 | 0 | 0 | 0 | 0 | 0
Total | 0 | 0 | 0 | 0 | 0 | 0
TARP01(PTA 1 TARPESTI)¦ meter SN:1009151000002743
Tensiune reziduală u% | Durata t ms |  |  |  |  | Total
| 10 < t ≤ 200 | 200 < t ≤ 500 | 500 < t ≤ 1000 | 1000 < t ≤ 5000 | 5000 < t ≤ 60000
80 ≤ u < 90 | 0 | 0 | 0 | 0 | 0 | 0
70 ≤ u < 80 | 0 | 0 | 0 | 0 | 0 | 0
40 ≤ u < 70 | 0 | 0 | 0 | 0 | 0 | 0
5 ≤ u < 40 | 0 | 0 | 0 | 0 | 0 | 0
u < 5 | 0 | 0 | 0 | 0 | 0 | 0
Total | 0 | 0 | 0 | 0 | 0 | 0
TARP02(PTA 2 TARPESTI)¦ meter SN:1009141000000444
Tensiune reziduală u% | Durata t ms |  |  |  |  | Total
| 10 < t ≤ 200 | 200 < t ≤ 500 | 500 < t ≤ 1000 | 1000 < t ≤ 5000 | 5000 < t ≤ 60000
80 ≤ u < 90 | 0 | 0 | 0 | 0 | 0 | 0
70 ≤ u < 80 | 0 | 0 | 0 | 0 | 0 | 0
40 ≤ u < 70 | 0 | 0 | 0 | 0 | 0 | 0
5 ≤ u < 40 | 0 | 0 | 0 | 0 | 0 | 0
u < 5 | 0 | 0 | 0 | 0 | 0 | 0
Total | 0 | 0 | 0 | 0 | 0 | 0
TARP03(PT 3 TARPESTI)¦ meter SN:1009141000001172
Tensiune reziduală u% | Durata t ms |  |  |  |  | Total
| 10 < t ≤ 200 | 200 < t ≤ 500 | 500 < t ≤ 1000 | 1000 < t ≤ 5000 | 5000 < t ≤ 60000
80 ≤ u < 90 | 0 | 0 | 0 | 0 | 0 | 0
70 ≤ u < 80 | 0 | 0 | 0 | 0 | 0 | 0
40 ≤ u < 70 | 0 | 0 | 0 | 0 | 0 | 0
5 ≤ u < 40 | 0 | 0 | 0 | 0 | 0 | 0
u < 5 | 0 | 0 | 0 | 0 | 0 | 0
Total | 0 | 0 | 0 | 0 | 0 | 0
TIBU02(PT 2 TIBUCANI)¦ meter SN:1702434126595870
Tensiune reziduală u% | Durata t ms |  |  |  |  | Total
| 10 < t ≤ 200 | 200 < t ≤ 500 | 500 < t ≤ 1000 | 1000 < t ≤ 5000 | 5000 < t ≤ 60000
80 ≤ u < 90 | 0 | 0 | 0 | 0 | 0 | 0
70 ≤ u < 80 | 0 | 0 | 0 | 0 | 0 | 0
40 ≤ u < 70 | 0 | 0 | 0 | 0 | 0 | 0
5 ≤ u < 40 | 0 | 0 | 0 | 0 | 0 | 0
u < 5 | 0 | 0 | 0 | 0 | 0 | 0
Total | 0 | 0 | 0 | 0 | 0 | 0
TIBU03(PT 3 TIBUCANI)¦ meter SN:1702434126595868
Tensiune reziduală u% | Durata t ms |  |  |  |  | Total
| 10 < t ≤ 200 | 200 < t ≤ 500 | 500 < t ≤ 1000 | 1000 < t ≤ 5000 | 5000 < t ≤ 60000
80 ≤ u < 90 | 0 | 0 | 0 | 0 | 0 | 0
70 ≤ u < 80 | 0 | 0 | 0 | 0 | 0 | 0
40 ≤ u < 70 | 0 | 0 | 0 | 0 | 0 | 0
5 ≤ u < 40 | 0 | 0 | 0 | 0 | 0 | 0
u < 5 | 0 | 0 | 0 | 0 | 0 | 0
Total | 0 | 0 | 0 | 0 | 0 | 0
TIBU05(PT 5 TIBUCANI)¦ meter SN:1702434126595871
Tensiune reziduală u% | Durata t ms |  |  |  |  | Total
| 10 < t ≤ 200 | 200 < t ≤ 500 | 500 < t ≤ 1000 | 1000 < t ≤ 5000 | 5000 < t ≤ 60000
80 ≤ u < 90 | 0 | 0 | 0 | 0 | 0 | 0
70 ≤ u < 80 | 0 | 0 | 0 | 0 | 0 | 0
40 ≤ u < 70 | 0 | 0 | 0 | 0 | 0 | 0
5 ≤ u < 40 | 0 | 0 | 0 | 0 | 0 | 0
u < 5 | 0 | 0 | 0 | 0 | 0 | 0
Total | 0 | 0 | 0 | 0 | 0 | 0
TIMI01(PTA 1 TIMISESTI)¦ meter SN:1009151000002374
Tensiune reziduală u% | Durata t ms |  |  |  |  | Total
| 10 < t ≤ 200 | 200 < t ≤ 500 | 500 < t ≤ 1000 | 1000 < t ≤ 5000 | 5000 < t ≤ 60000
80 ≤ u < 90 | 0 | 0 | 0 | 0 | 0 | 0
70 ≤ u < 80 | 0 | 0 | 0 | 0 | 0 | 0
40 ≤ u < 70 | 0 | 0 | 0 | 0 | 0 | 0
5 ≤ u < 40 | 0 | 0 | 0 | 0 | 0 | 0
u < 5 | 0 | 0 | 0 | 0 | 0 | 0
Total | 0 | 0 | 0 | 0 | 0 | 0
TIMI02(PTA 2 TIMISESTI)¦ meter SN:1009151000002015
Tensiune reziduală u% | Durata t ms |  |  |  |  | Total
| 10 < t ≤ 200 | 200 < t ≤ 500 | 500 < t ≤ 1000 | 1000 < t ≤ 5000 | 5000 < t ≤ 60000
80 ≤ u < 90 | 0 | 0 | 0 | 0 | 0 | 0
70 ≤ u < 80 | 0 | 0 | 0 | 0 | 0 | 0
40 ≤ u < 70 | 0 | 0 | 0 | 0 | 0 | 0
5 ≤ u < 40 | 0 | 0 | 0 | 0 | 0 | 0
u < 5 | 0 | 0 | 0 | 0 | 0 | 0
Total | 0 | 0 | 0 | 0 | 0 | 0
TIR001(PTA 1 TARGU NEAMT)¦ meter SN:1009141000000145
Tensiune reziduală u% | Durata t ms |  |  |  |  | Total
| 10 < t ≤ 200 | 200 < t ≤ 500 | 500 < t ≤ 1000 | 1000 < t ≤ 5000 | 5000 < t ≤ 60000
80 ≤ u < 90 | 0 | 0 | 0 | 0 | 0 | 0
70 ≤ u < 80 | 0 | 0 | 0 | 0 | 0 | 0
40 ≤ u < 70 | 0 | 0 | 0 | 0 | 0 | 0
5 ≤ u < 40 | 0 | 0 | 0 | 0 | 0 | 0
u < 5 | 0 | 0 | 0 | 0 | 0 | 0
Total | 0 | 0 | 0 | 0 | 0 | 0
TIR002(PTA 2 TARGU NEAMT)¦ meter SN:1009141000000356
Tensiune reziduală u% | Durata t ms |  |  |  |  | Total
| 10 < t ≤ 200 | 200 < t ≤ 500 | 500 < t ≤ 1000 | 1000 < t ≤ 5000 | 5000 < t ≤ 60000
80 ≤ u < 90 | 0 | 0 | 0 | 0 | 0 | 0
70 ≤ u < 80 | 0 | 0 | 0 | 0 | 0 | 0
40 ≤ u < 70 | 0 | 0 | 0 | 0 | 0 | 0
5 ≤ u < 40 | 0 | 0 | 0 | 0 | 0 | 0
u < 5 | 0 | 0 | 0 | 0 | 0 | 0
Total | 0 | 0 | 0 | 0 | 0 | 0
TIR003(PTA 3 TARGU NEAMT)¦ meter SN:1009151000002762
Tensiune reziduală u% | Durata t ms |  |  |  |  | Total
| 10 < t ≤ 200 | 200 < t ≤ 500 | 500 < t ≤ 1000 | 1000 < t ≤ 5000 | 5000 < t ≤ 60000
80 ≤ u < 90 | 0 | 0 | 0 | 0 | 0 | 0
70 ≤ u < 80 | 0 | 0 | 0 | 0 | 0 | 0
40 ≤ u < 70 | 0 | 0 | 0 | 0 | 0 | 0
5 ≤ u < 40 | 0 | 0 | 0 | 0 | 0 | 0
u < 5 | 0 | 0 | 0 | 0 | 0 | 0
Total | 0 | 0 | 0 | 0 | 0 | 0
TIR004(PTZ 4 TARGU NEAMT)¦ meter SN:1009141000000359
Tensiune reziduală u% | Durata t ms |  |  |  |  | Total
| 10 < t ≤ 200 | 200 < t ≤ 500 | 500 < t ≤ 1000 | 1000 < t ≤ 5000 | 5000 < t ≤ 60000
80 ≤ u < 90 | 0 | 0 | 0 | 0 | 0 | 0
70 ≤ u < 80 | 0 | 0 | 0 | 0 | 0 | 0
40 ≤ u < 70 | 0 | 0 | 0 | 0 | 0 | 0
5 ≤ u < 40 | 0 | 0 | 0 | 0 | 0 | 0
u < 5 | 0 | 0 | 0 | 0 | 0 | 0
Total | 0 | 0 | 0 | 0 | 0 | 0
TIR005(PTZ 5 TARGU NEAMT)¦ meter SN:1009141000000981
Tensiune reziduală u% | Durata t ms |  |  |  |  | Total
| 10 < t ≤ 200 | 200 < t ≤ 500 | 500 < t ≤ 1000 | 1000 < t ≤ 5000 | 5000 < t ≤ 60000
80 ≤ u < 90 | 0 | 0 | 0 | 0 | 0 | 0
70 ≤ u < 80 | 0 | 0 | 0 | 0 | 0 | 0
40 ≤ u < 70 | 0 | 0 | 0 | 0 | 0 | 0
5 ≤ u < 40 | 0 | 0 | 0 | 0 | 0 | 0
u < 5 | 0 | 0 | 0 | 0 | 0 | 0
Total | 0 | 0 | 0 | 0 | 0 | 0
TIR006(PTZ 6 TARGU NEAMT)¦ meter SN:1009141000000085
Tensiune reziduală u% | Durata t ms |  |  |  |  | Total
| 10 < t ≤ 200 | 200 < t ≤ 500 | 500 < t ≤ 1000 | 1000 < t ≤ 5000 | 5000 < t ≤ 60000
80 ≤ u < 90 | 0 | 0 | 0 | 0 | 0 | 0
70 ≤ u < 80 | 0 | 0 | 0 | 0 | 0 | 0
40 ≤ u < 70 | 0 | 0 | 0 | 0 | 0 | 0
5 ≤ u < 40 | 0 | 0 | 0 | 0 | 0 | 0
u < 5 | 0 | 0 | 0 | 0 | 0 | 0
Total | 0 | 0 | 0 | 0 | 0 | 0
TIR007(PTM 7 TARGU NEAMT)¦ meter SN:1009141000000135
Tensiune reziduală u% | Durata t ms |  |  |  |  | Total
| 10 < t ≤ 200 | 200 < t ≤ 500 | 500 < t ≤ 1000 | 1000 < t ≤ 5000 | 5000 < t ≤ 60000
80 ≤ u < 90 | 0 | 0 | 0 | 0 | 0 | 0
70 ≤ u < 80 | 0 | 0 | 0 | 0 | 0 | 0
40 ≤ u < 70 | 0 | 0 | 0 | 0 | 0 | 0
5 ≤ u < 40 | 0 | 0 | 0 | 0 | 0 | 0
u < 5 | 0 | 0 | 0 | 0 | 0 | 0
Total | 0 | 0 | 0 | 0 | 0 | 0
TIR008(PTZ 8 TARGU NEAMT)¦ meter SN:1009141000000373
Tensiune reziduală u% | Durata t ms |  |  |  |  | Total
| 10 < t ≤ 200 | 200 < t ≤ 500 | 500 < t ≤ 1000 | 1000 < t ≤ 5000 | 5000 < t ≤ 60000
80 ≤ u < 90 | 0 | 0 | 0 | 0 | 0 | 0
70 ≤ u < 80 | 0 | 0 | 0 | 0 | 0 | 0
40 ≤ u < 70 | 0 | 0 | 0 | 0 | 0 | 0
5 ≤ u < 40 | 0 | 0 | 0 | 0 | 0 | 0
u < 5 | 0 | 0 | 0 | 0 | 0 | 0
Total | 0 | 0 | 0 | 0 | 0 | 0
TIR010(PTA 10 TARGU NEAMT)¦ meter SN:1009141000000157
Tensiune reziduală u% | Durata t ms |  |  |  |  | Total
| 10 < t ≤ 200 | 200 < t ≤ 500 | 500 < t ≤ 1000 | 1000 < t ≤ 5000 | 5000 < t ≤ 60000
80 ≤ u < 90 | 0 | 0 | 0 | 0 | 0 | 0
70 ≤ u < 80 | 0 | 0 | 0 | 0 | 0 | 0
40 ≤ u < 70 | 0 | 0 | 0 | 0 | 0 | 0
5 ≤ u < 40 | 0 | 0 | 0 | 0 | 0 | 0
u < 5 | 0 | 0 | 0 | 0 | 0 | 0
Total | 0 | 0 | 0 | 0 | 0 | 0
TIR011(PTA 11 TARGU NEAMT)¦ meter SN:1009141000000362
Tensiune reziduală u% | Durata t ms |  |  |  |  | Total
| 10 < t ≤ 200 | 200 < t ≤ 500 | 500 < t ≤ 1000 | 1000 < t ≤ 5000 | 5000 < t ≤ 60000
80 ≤ u < 90 | 0 | 0 | 0 | 0 | 0 | 0
70 ≤ u < 80 | 0 | 0 | 0 | 0 | 0 | 0
40 ≤ u < 70 | 0 | 0 | 0 | 0 | 0 | 0
5 ≤ u < 40 | 0 | 0 | 0 | 0 | 0 | 0
u < 5 | 0 | 0 | 0 | 0 | 0 | 0
Total | 0 | 0 | 0 | 0 | 0 | 0
TIR013(PTA 13 TARGU NEAMT)¦ meter SN:1009141000000358
Tensiune reziduală u% | Durata t ms |  |  |  |  | Total
| 10 < t ≤ 200 | 200 < t ≤ 500 | 500 < t ≤ 1000 | 1000 < t ≤ 5000 | 5000 < t ≤ 60000
80 ≤ u < 90 | 0 | 0 | 0 | 0 | 0 | 0
70 ≤ u < 80 | 0 | 0 | 0 | 0 | 0 | 0
40 ≤ u < 70 | 0 | 0 | 0 | 0 | 0 | 0
5 ≤ u < 40 | 0 | 0 | 0 | 0 | 0 | 0
u < 5 | 0 | 0 | 0 | 0 | 0 | 0
Total | 0 | 0 | 0 | 0 | 0 | 0
TIR014(PTA 14 TARGU NEAMT)¦ meter SN:1009141000000053
Tensiune reziduală u% | Durata t ms |  |  |  |  | Total
| 10 < t ≤ 200 | 200 < t ≤ 500 | 500 < t ≤ 1000 | 1000 < t ≤ 5000 | 5000 < t ≤ 60000
80 ≤ u < 90 | 0 | 0 | 0 | 0 | 0 | 0
70 ≤ u < 80 | 0 | 0 | 0 | 0 | 0 | 0
40 ≤ u < 70 | 0 | 0 | 0 | 0 | 0 | 0
5 ≤ u < 40 | 0 | 0 | 0 | 0 | 0 | 0
u < 5 | 0 | 0 | 0 | 0 | 0 | 0
Total | 0 | 0 | 0 | 0 | 0 | 0
TIR015(PTA 15 TARGU NEAMT)¦ meter SN:1009141000000378
Tensiune reziduală u% | Durata t ms |  |  |  |  | Total
| 10 < t ≤ 200 | 200 < t ≤ 500 | 500 < t ≤ 1000 | 1000 < t ≤ 5000 | 5000 < t ≤ 60000
80 ≤ u < 90 | 0 | 0 | 0 | 0 | 0 | 0
70 ≤ u < 80 | 0 | 0 | 0 | 0 | 0 | 0
40 ≤ u < 70 | 0 | 0 | 0 | 0 | 0 | 0
5 ≤ u < 40 | 0 | 0 | 0 | 0 | 0 | 0
u < 5 | 0 | 0 | 0 | 0 | 0 | 0
Total | 0 | 0 | 0 | 0 | 0 | 0
TIR016(PTA 16 TARGU NEAMT)¦ meter SN:1009141000000099
Tensiune reziduală u% | Durata t ms |  |  |  |  | Total
| 10 < t ≤ 200 | 200 < t ≤ 500 | 500 < t ≤ 1000 | 1000 < t ≤ 5000 | 5000 < t ≤ 60000
80 ≤ u < 90 | 0 | 0 | 0 | 0 | 0 | 0
70 ≤ u < 80 | 0 | 0 | 0 | 0 | 0 | 0
40 ≤ u < 70 | 0 | 0 | 0 | 0 | 0 | 0
5 ≤ u < 40 | 0 | 0 | 0 | 0 | 0 | 0
u < 5 | 0 | 0 | 0 | 0 | 0 | 0
Total | 0 | 0 | 0 | 0 | 0 | 0
TIR017(PTA 17 TARGU NEAMT)¦ meter SN:1009141000000148
Tensiune reziduală u% | Durata t ms |  |  |  |  | Total
| 10 < t ≤ 200 | 200 < t ≤ 500 | 500 < t ≤ 1000 | 1000 < t ≤ 5000 | 5000 < t ≤ 60000
80 ≤ u < 90 | 0 | 0 | 0 | 0 | 0 | 0
70 ≤ u < 80 | 0 | 0 | 0 | 0 | 0 | 0
40 ≤ u < 70 | 0 | 0 | 0 | 0 | 0 | 0
5 ≤ u < 40 | 0 | 0 | 0 | 0 | 0 | 0
u < 5 | 0 | 0 | 0 | 0 | 0 | 0
Total | 0 | 0 | 0 | 0 | 0 | 0
TIR018(PTA 18 TARGU NEAMT)¦ meter SN:1009141000000377
Tensiune reziduală u% | Durata t ms |  |  |  |  | Total
| 10 < t ≤ 200 | 200 < t ≤ 500 | 500 < t ≤ 1000 | 1000 < t ≤ 5000 | 5000 < t ≤ 60000
80 ≤ u < 90 | 0 | 0 | 0 | 0 | 0 | 0
70 ≤ u < 80 | 0 | 0 | 0 | 0 | 0 | 0
40 ≤ u < 70 | 0 | 0 | 0 | 0 | 0 | 0
5 ≤ u < 40 | 0 | 0 | 0 | 0 | 0 | 0
u < 5 | 0 | 0 | 0 | 0 | 0 | 0
Total | 0 | 0 | 0 | 0 | 0 | 0
TIR019(PTA 19 TARGU NEAMT)¦ meter SN:1009141000000131
Tensiune reziduală u% | Durata t ms |  |  |  |  | Total
| 10 < t ≤ 200 | 200 < t ≤ 500 | 500 < t ≤ 1000 | 1000 < t ≤ 5000 | 5000 < t ≤ 60000
80 ≤ u < 90 | 0 | 0 | 0 | 0 | 0 | 0
70 ≤ u < 80 | 0 | 0 | 0 | 0 | 0 | 0
40 ≤ u < 70 | 0 | 0 | 0 | 0 | 0 | 0
5 ≤ u < 40 | 0 | 0 | 0 | 0 | 0 | 0
u < 5 | 0 | 0 | 0 | 0 | 0 | 0
Total | 0 | 0 | 0 | 0 | 0 | 0
TIR020(PTA 20 TARGU NEAMT)¦ meter SN:1009151000002623
Tensiune reziduală u% | Durata t ms |  |  |  |  | Total
| 10 < t ≤ 200 | 200 < t ≤ 500 | 500 < t ≤ 1000 | 1000 < t ≤ 5000 | 5000 < t ≤ 60000
80 ≤ u < 90 | 0 | 0 | 0 | 0 | 0 | 0
70 ≤ u < 80 | 0 | 0 | 0 | 0 | 0 | 0
40 ≤ u < 70 | 0 | 0 | 0 | 0 | 0 | 0
5 ≤ u < 40 | 0 | 0 | 0 | 0 | 0 | 0
u < 5 | 0 | 0 | 0 | 0 | 0 | 0
Total | 0 | 0 | 0 | 0 | 0 | 0
TIR021(PTA 21 TARGU NEAMT)¦ meter SN:1009141000001072
Tensiune reziduală u% | Durata t ms |  |  |  |  | Total
| 10 < t ≤ 200 | 200 < t ≤ 500 | 500 < t ≤ 1000 | 1000 < t ≤ 5000 | 5000 < t ≤ 60000
80 ≤ u < 90 | 0 | 0 | 0 | 0 | 0 | 0
70 ≤ u < 80 | 0 | 0 | 0 | 0 | 0 | 0
40 ≤ u < 70 | 0 | 0 | 0 | 0 | 0 | 0
5 ≤ u < 40 | 0 | 0 | 0 | 0 | 0 | 0
u < 5 | 0 | 0 | 0 | 0 | 0 | 0
Total | 0 | 0 | 0 | 0 | 0 | 0
TIR023(PTA 23 TARGU NEAMT)¦ meter SN:1009151000002636
Tensiune reziduală u% | Durata t ms |  |  |  |  | Total
| 10 < t ≤ 200 | 200 < t ≤ 500 | 500 < t ≤ 1000 | 1000 < t ≤ 5000 | 5000 < t ≤ 60000
80 ≤ u < 90 | 0 | 0 | 0 | 0 | 0 | 0
70 ≤ u < 80 | 0 | 0 | 0 | 0 | 0 | 0
40 ≤ u < 70 | 0 | 0 | 0 | 0 | 0 | 0
5 ≤ u < 40 | 0 | 0 | 0 | 0 | 0 | 0
u < 5 | 0 | 0 | 0 | 0 | 0 | 0
Total | 0 | 0 | 0 | 0 | 0 | 0
TIR026(PTZ 26 TARGU NEAMT)¦ meter SN:1009141000000150
Tensiune reziduală u% | Durata t ms |  |  |  |  | Total
| 10 < t ≤ 200 | 200 < t ≤ 500 | 500 < t ≤ 1000 | 1000 < t ≤ 5000 | 5000 < t ≤ 60000
80 ≤ u < 90 | 0 | 0 | 0 | 0 | 0 | 0
70 ≤ u < 80 | 0 | 0 | 0 | 0 | 0 | 0
40 ≤ u < 70 | 0 | 0 | 0 | 0 | 0 | 0
5 ≤ u < 40 | 0 | 0 | 0 | 0 | 0 | 0
u < 5 | 0 | 0 | 0 | 0 | 0 | 0
Total | 0 | 0 | 0 | 0 | 0 | 0
TIR027(PTZ 27 TARGU NEAMT)¦ meter SN:1009151000002196
Tensiune reziduală u% | Durata t ms |  |  |  |  | Total
| 10 < t ≤ 200 | 200 < t ≤ 500 | 500 < t ≤ 1000 | 1000 < t ≤ 5000 | 5000 < t ≤ 60000
80 ≤ u < 90 | 0 | 0 | 0 | 0 | 0 | 0
70 ≤ u < 80 | 0 | 0 | 0 | 0 | 0 | 0
40 ≤ u < 70 | 0 | 0 | 0 | 0 | 0 | 0
5 ≤ u < 40 | 0 | 0 | 0 | 0 | 0 | 0
u < 5 | 0 | 0 | 0 | 0 | 0 | 0
Total | 0 | 0 | 0 | 0 | 0 | 0
TIR028(PTA 28 TARGU NEAMT)¦ meter SN:1009141000000152
Tensiune reziduală u% | Durata t ms |  |  |  |  | Total
| 10 < t ≤ 200 | 200 < t ≤ 500 | 500 < t ≤ 1000 | 1000 < t ≤ 5000 | 5000 < t ≤ 60000
80 ≤ u < 90 | 0 | 0 | 0 | 0 | 0 | 0
70 ≤ u < 80 | 0 | 0 | 0 | 0 | 0 | 0
40 ≤ u < 70 | 0 | 0 | 0 | 0 | 0 | 0
5 ≤ u < 40 | 0 | 0 | 0 | 0 | 0 | 0
u < 5 | 0 | 0 | 0 | 0 | 0 | 0
Total | 0 | 0 | 0 | 0 | 0 | 0
TIR029(PTA 29 TARGU NEAMT)¦ meter SN:1009141000000357
Tensiune reziduală u% | Durata t ms |  |  |  |  | Total
| 10 < t ≤ 200 | 200 < t ≤ 500 | 500 < t ≤ 1000 | 1000 < t ≤ 5000 | 5000 < t ≤ 60000
80 ≤ u < 90 | 0 | 0 | 0 | 0 | 0 | 0
70 ≤ u < 80 | 0 | 0 | 0 | 0 | 0 | 0
40 ≤ u < 70 | 0 | 0 | 0 | 0 | 0 | 0
5 ≤ u < 40 | 0 | 0 | 0 | 0 | 0 | 0
u < 5 | 0 | 0 | 0 | 0 | 0 | 0
Total | 0 | 0 | 0 | 0 | 0 | 0
TIR030(PTZ 30 TARGU NEAMT)¦ meter SN:1009141000000143
Tensiune reziduală u% | Durata t ms |  |  |  |  | Total
| 10 < t ≤ 200 | 200 < t ≤ 500 | 500 < t ≤ 1000 | 1000 < t ≤ 5000 | 5000 < t ≤ 60000
80 ≤ u < 90 | 0 | 0 | 0 | 0 | 0 | 0
70 ≤ u < 80 | 0 | 0 | 0 | 0 | 0 | 0
40 ≤ u < 70 | 0 | 0 | 0 | 0 | 0 | 0
5 ≤ u < 40 | 0 | 0 | 0 | 0 | 0 | 0
u < 5 | 0 | 0 | 0 | 0 | 0 | 0
Total | 0 | 0 | 0 | 0 | 0 | 0
TIR034(PTA 34 TARGU NEAMT)¦ meter SN:1009141000000125
Tensiune reziduală u% | Durata t ms |  |  |  |  | Total
| 10 < t ≤ 200 | 200 < t ≤ 500 | 500 < t ≤ 1000 | 1000 < t ≤ 5000 | 5000 < t ≤ 60000
80 ≤ u < 90 | 0 | 0 | 0 | 0 | 0 | 0
70 ≤ u < 80 | 0 | 0 | 0 | 0 | 0 | 0
40 ≤ u < 70 | 0 | 0 | 0 | 0 | 0 | 0
5 ≤ u < 40 | 0 | 0 | 0 | 0 | 0 | 0
u < 5 | 0 | 0 | 0 | 0 | 0 | 0
Total | 0 | 0 | 0 | 0 | 0 | 0
TIR035(PTZ 35 TARGU NEAMT)¦ meter SN:1009141000000146
Tensiune reziduală u% | Durata t ms |  |  |  |  | Total
| 10 < t ≤ 200 | 200 < t ≤ 500 | 500 < t ≤ 1000 | 1000 < t ≤ 5000 | 5000 < t ≤ 60000
80 ≤ u < 90 | 0 | 0 | 0 | 0 | 0 | 0
70 ≤ u < 80 | 0 | 0 | 0 | 0 | 0 | 0
40 ≤ u < 70 | 0 | 0 | 0 | 0 | 0 | 0
5 ≤ u < 40 | 0 | 0 | 0 | 0 | 0 | 0
u < 5 | 0 | 0 | 0 | 0 | 0 | 0
Total | 0 | 0 | 0 | 0 | 0 | 0
TIR038(PTZ 38 TARGU NEAMT)¦ meter SN:1702434125895607
Tensiune reziduală u% | Durata t ms |  |  |  |  | Total
| 10 < t ≤ 200 | 200 < t ≤ 500 | 500 < t ≤ 1000 | 1000 < t ≤ 5000 | 5000 < t ≤ 60000
80 ≤ u < 90 | 0 | 0 | 0 | 0 | 0 | 0
70 ≤ u < 80 | 0 | 0 | 0 | 0 | 0 | 0
40 ≤ u < 70 | 0 | 0 | 0 | 0 | 0 | 0
5 ≤ u < 40 | 0 | 0 | 0 | 0 | 0 | 0
u < 5 | 0 | 0 | 0 | 0 | 0 | 0
Total | 0 | 0 | 0 | 0 | 0 | 0
TIR040(PTZ 40 TARGU NEAMT)¦ meter SN:1009141000000140
Tensiune reziduală u% | Durata t ms |  |  |  |  | Total
| 10 < t ≤ 200 | 200 < t ≤ 500 | 500 < t ≤ 1000 | 1000 < t ≤ 5000 | 5000 < t ≤ 60000
80 ≤ u < 90 | 0 | 0 | 0 | 0 | 0 | 0
70 ≤ u < 80 | 0 | 0 | 0 | 0 | 0 | 0
40 ≤ u < 70 | 0 | 0 | 0 | 0 | 0 | 0
5 ≤ u < 40 | 0 | 0 | 0 | 0 | 0 | 0
u < 5 | 0 | 0 | 0 | 0 | 0 | 0
Total | 0 | 0 | 0 | 0 | 0 | 0
TIR041(PTZ 41 TARGU NEAMT)¦ meter SN:1009141000000383
Tensiune reziduală u% | Durata t ms |  |  |  |  | Total
| 10 < t ≤ 200 | 200 < t ≤ 500 | 500 < t ≤ 1000 | 1000 < t ≤ 5000 | 5000 < t ≤ 60000
80 ≤ u < 90 | 0 | 0 | 0 | 0 | 0 | 0
70 ≤ u < 80 | 0 | 0 | 0 | 0 | 0 | 0
40 ≤ u < 70 | 0 | 0 | 0 | 0 | 0 | 0
5 ≤ u < 40 | 0 | 0 | 0 | 0 | 0 | 0
u < 5 | 0 | 0 | 0 | 0 | 0 | 0
Total | 0 | 0 | 0 | 0 | 0 | 0
TIR042(PTZ 42 TARGU NEAMT)¦ meter SN:1009141000000360
Tensiune reziduală u% | Durata t ms |  |  |  |  | Total
| 10 < t ≤ 200 | 200 < t ≤ 500 | 500 < t ≤ 1000 | 1000 < t ≤ 5000 | 5000 < t ≤ 60000
80 ≤ u < 90 | 0 | 0 | 0 | 0 | 0 | 0
70 ≤ u < 80 | 0 | 0 | 0 | 0 | 0 | 0
40 ≤ u < 70 | 0 | 0 | 0 | 0 | 0 | 0
5 ≤ u < 40 | 0 | 0 | 0 | 0 | 0 | 0
u < 5 | 0 | 0 | 0 | 0 | 0 | 0
Total | 0 | 0 | 0 | 0 | 0 | 0
TIR043(PTZ 43 TARGU NEAMT)¦ meter SN:1009141000000144
Tensiune reziduală u% | Durata t ms |  |  |  |  | Total
| 10 < t ≤ 200 | 200 < t ≤ 500 | 500 < t ≤ 1000 | 1000 < t ≤ 5000 | 5000 < t ≤ 60000
80 ≤ u < 90 | 0 | 0 | 0 | 0 | 0 | 0
70 ≤ u < 80 | 0 | 0 | 0 | 0 | 0 | 0
40 ≤ u < 70 | 0 | 0 | 0 | 0 | 0 | 0
5 ≤ u < 40 | 0 | 0 | 0 | 0 | 0 | 0
u < 5 | 0 | 0 | 0 | 0 | 0 | 0
Total | 0 | 0 | 0 | 0 | 0 | 0
TIR049(PTZ 49 TARGU NEAMT)¦ meter SN:1009151000002149
Tensiune reziduală u% | Durata t ms |  |  |  |  | Total
| 10 < t ≤ 200 | 200 < t ≤ 500 | 500 < t ≤ 1000 | 1000 < t ≤ 5000 | 5000 < t ≤ 60000
80 ≤ u < 90 | 0 | 0 | 0 | 0 | 0 | 0
70 ≤ u < 80 | 0 | 0 | 0 | 0 | 0 | 0
40 ≤ u < 70 | 0 | 0 | 0 | 0 | 0 | 0
5 ≤ u < 40 | 0 | 0 | 0 | 0 | 0 | 0
u < 5 | 0 | 0 | 0 | 0 | 0 | 0
Total | 0 | 0 | 0 | 0 | 0 | 0
TIR050(PTZ 50 TARGU NEAMT)¦ meter SN:1009141000000355
Tensiune reziduală u% | Durata t ms |  |  |  |  | Total
| 10 < t ≤ 200 | 200 < t ≤ 500 | 500 < t ≤ 1000 | 1000 < t ≤ 5000 | 5000 < t ≤ 60000
80 ≤ u < 90 | 0 | 0 | 0 | 0 | 0 | 0
70 ≤ u < 80 | 0 | 0 | 0 | 0 | 0 | 0
40 ≤ u < 70 | 0 | 0 | 0 | 0 | 0 | 0
5 ≤ u < 40 | 0 | 0 | 0 | 0 | 0 | 0
u < 5 | 0 | 0 | 0 | 0 | 0 | 0
Total | 0 | 0 | 0 | 0 | 0 | 0
TIR051(PTZ 51 TARGU NEAMT)¦ meter SN:1009141000000139
Tensiune reziduală u% | Durata t ms |  |  |  |  | Total
| 10 < t ≤ 200 | 200 < t ≤ 500 | 500 < t ≤ 1000 | 1000 < t ≤ 5000 | 5000 < t ≤ 60000
80 ≤ u < 90 | 0 | 0 | 0 | 0 | 0 | 0
70 ≤ u < 80 | 0 | 0 | 0 | 0 | 0 | 0
40 ≤ u < 70 | 0 | 0 | 0 | 0 | 0 | 0
5 ≤ u < 40 | 0 | 0 | 0 | 0 | 0 | 0
u < 5 | 0 | 0 | 0 | 0 | 0 | 0
Total | 0 | 0 | 0 | 0 | 0 | 0
TIR052(PTZ 52 TARGU NEAMT)¦ meter SN:1702234122711203
Tensiune reziduală u% | Durata t ms |  |  |  |  | Total
| 10 < t ≤ 200 | 200 < t ≤ 500 | 500 < t ≤ 1000 | 1000 < t ≤ 5000 | 5000 < t ≤ 60000
80 ≤ u < 90 | 0 | 0 | 0 | 0 | 0 | 0
70 ≤ u < 80 | 0 | 0 | 0 | 0 | 0 | 0
40 ≤ u < 70 | 0 | 0 | 0 | 0 | 0 | 0
5 ≤ u < 40 | 0 | 0 | 0 | 0 | 0 | 0
u < 5 | 0 | 0 | 0 | 0 | 0 | 0
Total | 0 | 0 | 0 | 0 | 0 | 0
TIR054(PTA 54 TARGU NEAMT)¦ meter SN:1009141000000969
Tensiune reziduală u% | Durata t ms |  |  |  |  | Total
| 10 < t ≤ 200 | 200 < t ≤ 500 | 500 < t ≤ 1000 | 1000 < t ≤ 5000 | 5000 < t ≤ 60000
80 ≤ u < 90 | 0 | 0 | 0 | 0 | 0 | 0
70 ≤ u < 80 | 0 | 0 | 0 | 0 | 0 | 0
40 ≤ u < 70 | 0 | 0 | 0 | 0 | 0 | 0
5 ≤ u < 40 | 0 | 0 | 0 | 0 | 0 | 0
u < 5 | 0 | 0 | 0 | 0 | 0 | 0
Total | 0 | 0 | 0 | 0 | 0 | 0
TIR055(PTA 55 TARGU NEAMT)¦ meter SN:1009141000000051
Tensiune reziduală u% | Durata t ms |  |  |  |  | Total
| 10 < t ≤ 200 | 200 < t ≤ 500 | 500 < t ≤ 1000 | 1000 < t ≤ 5000 | 5000 < t ≤ 60000
80 ≤ u < 90 | 0 | 0 | 0 | 0 | 0 | 0
70 ≤ u < 80 | 0 | 0 | 0 | 0 | 0 | 0
40 ≤ u < 70 | 0 | 0 | 0 | 0 | 0 | 0
5 ≤ u < 40 | 0 | 0 | 0 | 0 | 0 | 0
u < 5 | 0 | 0 | 0 | 0 | 0 | 0
Total | 0 | 0 | 0 | 0 | 0 | 0
TIR056(PTZ 56 TARGU NEAMT)¦ meter SN:1009151000002413
Tensiune reziduală u% | Durata t ms |  |  |  |  | Total
| 10 < t ≤ 200 | 200 < t ≤ 500 | 500 < t ≤ 1000 | 1000 < t ≤ 5000 | 5000 < t ≤ 60000
80 ≤ u < 90 | 0 | 0 | 0 | 0 | 0 | 0
70 ≤ u < 80 | 0 | 0 | 0 | 0 | 0 | 0
40 ≤ u < 70 | 0 | 0 | 0 | 0 | 0 | 0
5 ≤ u < 40 | 0 | 0 | 0 | 0 | 0 | 0
u < 5 | 0 | 0 | 0 | 0 | 0 | 0
Total | 0 | 0 | 0 | 0 | 0 | 0
TIR058(PTZ 58 TARGU NEAMT)¦ meter SN:1009151000002284
Tensiune reziduală u% | Durata t ms |  |  |  |  | Total
| 10 < t ≤ 200 | 200 < t ≤ 500 | 500 < t ≤ 1000 | 1000 < t ≤ 5000 | 5000 < t ≤ 60000
80 ≤ u < 90 | 0 | 0 | 0 | 0 | 0 | 0
70 ≤ u < 80 | 0 | 0 | 0 | 0 | 0 | 0
40 ≤ u < 70 | 0 | 0 | 0 | 0 | 0 | 0
5 ≤ u < 40 | 0 | 0 | 0 | 0 | 0 | 0
u < 5 | 0 | 0 | 0 | 0 | 0 | 0
Total | 0 | 0 | 0 | 0 | 0 | 0
TIR059(PTZ 59 TARGU NEAMT)¦ meter SN:1009141000000065
Tensiune reziduală u% | Durata t ms |  |  |  |  | Total
| 10 < t ≤ 200 | 200 < t ≤ 500 | 500 < t ≤ 1000 | 1000 < t ≤ 5000 | 5000 < t ≤ 60000
80 ≤ u < 90 | 0 | 0 | 0 | 0 | 0 | 0
70 ≤ u < 80 | 0 | 0 | 0 | 0 | 0 | 0
40 ≤ u < 70 | 0 | 0 | 0 | 0 | 0 | 0
5 ≤ u < 40 | 0 | 0 | 0 | 0 | 0 | 0
u < 5 | 0 | 0 | 0 | 0 | 0 | 0
Total | 0 | 0 | 0 | 0 | 0 | 0
TIR060(PTA 60 TARGU NEAMT)¦ meter SN:1009141000000046
Tensiune reziduală u% | Durata t ms |  |  |  |  | Total
| 10 < t ≤ 200 | 200 < t ≤ 500 | 500 < t ≤ 1000 | 1000 < t ≤ 5000 | 5000 < t ≤ 60000
80 ≤ u < 90 | 0 | 0 | 0 | 0 | 0 | 0
70 ≤ u < 80 | 0 | 0 | 0 | 0 | 0 | 0
40 ≤ u < 70 | 0 | 0 | 0 | 0 | 0 | 0
5 ≤ u < 40 | 0 | 0 | 0 | 0 | 0 | 0
u < 5 | 0 | 0 | 0 | 0 | 0 | 0
Total | 0 | 0 | 0 | 0 | 0 | 0
TIR065(PTZ 65 TARGU NEAMT)¦ meter SN:1009151000001510
Tensiune reziduală u% | Durata t ms |  |  |  |  | Total
| 10 < t ≤ 200 | 200 < t ≤ 500 | 500 < t ≤ 1000 | 1000 < t ≤ 5000 | 5000 < t ≤ 60000
80 ≤ u < 90 | 0 | 0 | 0 | 0 | 0 | 0
70 ≤ u < 80 | 0 | 0 | 0 | 0 | 0 | 0
40 ≤ u < 70 | 0 | 0 | 0 | 0 | 0 | 0
5 ≤ u < 40 | 0 | 0 | 0 | 0 | 0 | 0
u < 5 | 0 | 0 | 0 | 0 | 0 | 0
Total | 0 | 0 | 0 | 0 | 0 | 0
TIR068(PTZ 68 TARGU NEAMT)¦ meter SN:1009141000000120
Tensiune reziduală u% | Durata t ms |  |  |  |  | Total
| 10 < t ≤ 200 | 200 < t ≤ 500 | 500 < t ≤ 1000 | 1000 < t ≤ 5000 | 5000 < t ≤ 60000
80 ≤ u < 90 | 0 | 0 | 0 | 0 | 0 | 0
70 ≤ u < 80 | 0 | 0 | 0 | 0 | 0 | 0
40 ≤ u < 70 | 0 | 0 | 0 | 0 | 0 | 0
5 ≤ u < 40 | 0 | 0 | 0 | 0 | 0 | 0
u < 5 | 0 | 0 | 0 | 0 | 0 | 0
Total | 0 | 0 | 0 | 0 | 0 | 0
TIR072(PTZ 72 TARGU NEAMT)¦ meter SN:1009151000002142
Tensiune reziduală u% | Durata t ms |  |  |  |  | Total
| 10 < t ≤ 200 | 200 < t ≤ 500 | 500 < t ≤ 1000 | 1000 < t ≤ 5000 | 5000 < t ≤ 60000
80 ≤ u < 90 | 0 | 0 | 0 | 0 | 0 | 0
70 ≤ u < 80 | 0 | 0 | 0 | 0 | 0 | 0
40 ≤ u < 70 | 0 | 0 | 0 | 0 | 0 | 0
5 ≤ u < 40 | 0 | 0 | 0 | 0 | 0 | 0
u < 5 | 0 | 0 | 0 | 0 | 0 | 0
Total | 0 | 0 | 0 | 0 | 0 | 0
TIR077(PTZ 77 TARGU NEAMT)¦ meter SN:1009141000000354
Tensiune reziduală u% | Durata t ms |  |  |  |  | Total
| 10 < t ≤ 200 | 200 < t ≤ 500 | 500 < t ≤ 1000 | 1000 < t ≤ 5000 | 5000 < t ≤ 60000
80 ≤ u < 90 | 0 | 0 | 0 | 0 | 0 | 0
70 ≤ u < 80 | 0 | 0 | 0 | 0 | 0 | 0
40 ≤ u < 70 | 0 | 0 | 0 | 0 | 0 | 0
5 ≤ u < 40 | 0 | 0 | 0 | 0 | 0 | 0
u < 5 | 0 | 0 | 0 | 0 | 0 | 0
Total | 0 | 0 | 0 | 0 | 0 | 0
TIR086(PTA 86 TARGU NEAMT)¦ meter SN:1009151000002688
Tensiune reziduală u% | Durata t ms |  |  |  |  | Total
| 10 < t ≤ 200 | 200 < t ≤ 500 | 500 < t ≤ 1000 | 1000 < t ≤ 5000 | 5000 < t ≤ 60000
80 ≤ u < 90 | 0 | 0 | 0 | 0 | 0 | 0
70 ≤ u < 80 | 0 | 0 | 0 | 0 | 0 | 0
40 ≤ u < 70 | 0 | 0 | 0 | 0 | 0 | 0
5 ≤ u < 40 | 0 | 0 | 0 | 0 | 0 | 0
u < 5 | 0 | 0 | 0 | 0 | 0 | 0
Total | 0 | 0 | 0 | 0 | 0 | 0
TIR088(PTA 88 TARGU NEAMT)¦ meter SN:1009151000002574
Tensiune reziduală u% | Durata t ms |  |  |  |  | Total
| 10 < t ≤ 200 | 200 < t ≤ 500 | 500 < t ≤ 1000 | 1000 < t ≤ 5000 | 5000 < t ≤ 60000
80 ≤ u < 90 | 0 | 0 | 0 | 0 | 0 | 0
70 ≤ u < 80 | 0 | 0 | 0 | 0 | 0 | 0
40 ≤ u < 70 | 0 | 0 | 0 | 0 | 0 | 0
5 ≤ u < 40 | 0 | 0 | 0 | 0 | 0 | 0
u < 5 | 0 | 0 | 0 | 0 | 0 | 0
Total | 0 | 0 | 0 | 0 | 0 | 0
TIR105(PTAB 105 TARGU NEAMT)¦ meter SN:1702334123717686
Tensiune reziduală u% | Durata t ms |  |  |  |  | Total
| 10 < t ≤ 200 | 200 < t ≤ 500 | 500 < t ≤ 1000 | 1000 < t ≤ 5000 | 5000 < t ≤ 60000
80 ≤ u < 90 | 0 | 0 | 0 | 0 | 0 | 0
70 ≤ u < 80 | 0 | 0 | 0 | 0 | 0 | 0
40 ≤ u < 70 | 0 | 0 | 0 | 0 | 0 | 0
5 ≤ u < 40 | 0 | 0 | 0 | 0 | 0 | 0
u < 5 | 0 | 0 | 0 | 0 | 0 | 0
Total | 0 | 0 | 0 | 0 | 0 | 0
TOLI01(PTA 1 TOLICI)¦ meter SN:1009151000002351
Tensiune reziduală u% | Durata t ms |  |  |  |  | Total
| 10 < t ≤ 200 | 200 < t ≤ 500 | 500 < t ≤ 1000 | 1000 < t ≤ 5000 | 5000 < t ≤ 60000
80 ≤ u < 90 | 0 | 0 | 0 | 0 | 0 | 0
70 ≤ u < 80 | 0 | 0 | 0 | 0 | 0 | 0
40 ≤ u < 70 | 0 | 0 | 0 | 0 | 0 | 0
5 ≤ u < 40 | 0 | 0 | 0 | 0 | 0 | 0
u < 5 | 0 | 0 | 0 | 0 | 0 | 0
Total | 0 | 0 | 0 | 0 | 0 | 0
TOLI02(PTA 2 TOLICI)¦ meter SN:1009151000002371
Tensiune reziduală u% | Durata t ms |  |  |  |  | Total
| 10 < t ≤ 200 | 200 < t ≤ 500 | 500 < t ≤ 1000 | 1000 < t ≤ 5000 | 5000 < t ≤ 60000
80 ≤ u < 90 | 0 | 0 | 0 | 0 | 0 | 0
70 ≤ u < 80 | 0 | 0 | 0 | 0 | 0 | 0
40 ≤ u < 70 | 0 | 0 | 0 | 0 | 0 | 0
5 ≤ u < 40 | 0 | 0 | 0 | 0 | 0 | 0
u < 5 | 0 | 0 | 0 | 0 | 0 | 0
Total | 0 | 0 | 0 | 0 | 0 | 0
TOPL01(PTA 1 TOPOLITA)¦ meter SN:1009151000002621
Tensiune reziduală u% | Durata t ms |  |  |  |  | Total
| 10 < t ≤ 200 | 200 < t ≤ 500 | 500 < t ≤ 1000 | 1000 < t ≤ 5000 | 5000 < t ≤ 60000
80 ≤ u < 90 | 0 | 0 | 0 | 0 | 0 | 0
70 ≤ u < 80 | 0 | 0 | 0 | 0 | 0 | 0
40 ≤ u < 70 | 0 | 0 | 0 | 0 | 0 | 0
5 ≤ u < 40 | 0 | 0 | 0 | 0 | 0 | 0
u < 5 | 0 | 0 | 0 | 0 | 0 | 0
Total | 0 | 0 | 0 | 0 | 0 | 0
TOPL05(PTA 5 TOPOLITA)¦ meter SN:1009151000002580
Tensiune reziduală u% | Durata t ms |  |  |  |  | Total
| 10 < t ≤ 200 | 200 < t ≤ 500 | 500 < t ≤ 1000 | 1000 < t ≤ 5000 | 5000 < t ≤ 60000
80 ≤ u < 90 | 0 | 0 | 0 | 0 | 0 | 0
70 ≤ u < 80 | 0 | 0 | 0 | 0 | 0 | 0
40 ≤ u < 70 | 0 | 0 | 0 | 0 | 0 | 0
5 ≤ u < 40 | 0 | 0 | 0 | 0 | 0 | 0
u < 5 | 0 | 0 | 0 | 0 | 0 | 0
Total | 0 | 0 | 0 | 0 | 0 | 0
TOPL06(PTA 6 TOPOLITA)¦ meter SN:1009151000002255
Tensiune reziduală u% | Durata t ms |  |  |  |  | Total
| 10 < t ≤ 200 | 200 < t ≤ 500 | 500 < t ≤ 1000 | 1000 < t ≤ 5000 | 5000 < t ≤ 60000
80 ≤ u < 90 | 0 | 0 | 0 | 0 | 0 | 0
70 ≤ u < 80 | 0 | 0 | 0 | 0 | 0 | 0
40 ≤ u < 70 | 0 | 0 | 0 | 0 | 0 | 0
5 ≤ u < 40 | 0 | 0 | 0 | 0 | 0 | 0
u < 5 | 0 | 0 | 0 | 0 | 0 | 0
Total | 0 | 0 | 0 | 0 | 0 | 0
UNGH01(PTA 1 UNGHENI)¦ meter SN:1009141000001046
Tensiune reziduală u% | Durata t ms |  |  |  |  | Total
| 10 < t ≤ 200 | 200 < t ≤ 500 | 500 < t ≤ 1000 | 1000 < t ≤ 5000 | 5000 < t ≤ 60000
80 ≤ u < 90 | 0 | 0 | 0 | 0 | 0 | 0
70 ≤ u < 80 | 0 | 0 | 0 | 0 | 0 | 0
40 ≤ u < 70 | 0 | 0 | 0 | 0 | 0 | 0
5 ≤ u < 40 | 0 | 0 | 0 | 0 | 0 | 0
u < 5 | 0 | 0 | 0 | 0 | 0 | 0
Total | 0 | 0 | 0 | 0 | 0 | 0
UNGH02(PTA 2 UNGHENI)¦ meter SN:1009141000001099
Tensiune reziduală u% | Durata t ms |  |  |  |  | Total
| 10 < t ≤ 200 | 200 < t ≤ 500 | 500 < t ≤ 1000 | 1000 < t ≤ 5000 | 5000 < t ≤ 60000
80 ≤ u < 90 | 0 | 0 | 0 | 0 | 0 | 0
70 ≤ u < 80 | 0 | 0 | 0 | 0 | 0 | 0
40 ≤ u < 70 | 0 | 0 | 0 | 0 | 0 | 0
5 ≤ u < 40 | 0 | 0 | 0 | 0 | 0 | 0
u < 5 | 0 | 0 | 0 | 0 | 0 | 0
Total | 0 | 0 | 0 | 0 | 0 | 0
URCN01(PT 1 URECHENI)¦ meter SN:1009141000001063
Tensiune reziduală u% | Durata t ms |  |  |  |  | Total
| 10 < t ≤ 200 | 200 < t ≤ 500 | 500 < t ≤ 1000 | 1000 < t ≤ 5000 | 5000 < t ≤ 60000
80 ≤ u < 90 | 0 | 0 | 0 | 0 | 0 | 0
70 ≤ u < 80 | 0 | 0 | 0 | 0 | 0 | 0
40 ≤ u < 70 | 0 | 0 | 0 | 0 | 0 | 0
5 ≤ u < 40 | 0 | 0 | 0 | 0 | 0 | 0
u < 5 | 0 | 0 | 0 | 0 | 0 | 0
Total | 0 | 0 | 0 | 0 | 0 | 0
URCN02(PT 2 URECHENI)¦ meter SN:1009141000000954
Tensiune reziduală u% | Durata t ms |  |  |  |  | Total
| 10 < t ≤ 200 | 200 < t ≤ 500 | 500 < t ≤ 1000 | 1000 < t ≤ 5000 | 5000 < t ≤ 60000
80 ≤ u < 90 | 0 | 0 | 0 | 0 | 0 | 0
70 ≤ u < 80 | 0 | 0 | 0 | 0 | 0 | 0
40 ≤ u < 70 | 0 | 0 | 0 | 0 | 0 | 0
5 ≤ u < 40 | 0 | 0 | 0 | 0 | 0 | 0
u < 5 | 0 | 0 | 0 | 0 | 0 | 0
Total | 0 | 0 | 0 | 0 | 0 | 0
URCN03(PT 3 URECHENI)¦ meter SN:1009141000000692
Tensiune reziduală u% | Durata t ms |  |  |  |  | Total
| 10 < t ≤ 200 | 200 < t ≤ 500 | 500 < t ≤ 1000 | 1000 < t ≤ 5000 | 5000 < t ≤ 60000
80 ≤ u < 90 | 0 | 0 | 0 | 0 | 0 | 0
70 ≤ u < 80 | 0 | 0 | 0 | 0 | 0 | 0
40 ≤ u < 70 | 0 | 0 | 0 | 0 | 0 | 0
5 ≤ u < 40 | 0 | 0 | 0 | 0 | 0 | 0
u < 5 | 0 | 0 | 0 | 0 | 0 | 0
Total | 0 | 0 | 0 | 0 | 0 | 0
URCN04(PT 4 URECHENI)¦ meter SN:1009141000000619
Tensiune reziduală u% | Durata t ms |  |  |  |  | Total
| 10 < t ≤ 200 | 200 < t ≤ 500 | 500 < t ≤ 1000 | 1000 < t ≤ 5000 | 5000 < t ≤ 60000
80 ≤ u < 90 | 0 | 0 | 0 | 0 | 0 | 0
70 ≤ u < 80 | 0 | 0 | 0 | 0 | 0 | 0
40 ≤ u < 70 | 0 | 0 | 0 | 0 | 0 | 0
5 ≤ u < 40 | 0 | 0 | 0 | 0 | 0 | 0
u < 5 | 0 | 0 | 0 | 0 | 0 | 0
Total | 0 | 0 | 0 | 0 | 0 | 0
URCN05(PT 5 URECHENI)¦ meter SN:1009141000000565
Tensiune reziduală u% | Durata t ms |  |  |  |  | Total
| 10 < t ≤ 200 | 200 < t ≤ 500 | 500 < t ≤ 1000 | 1000 < t ≤ 5000 | 5000 < t ≤ 60000
80 ≤ u < 90 | 0 | 0 | 0 | 0 | 0 | 0
70 ≤ u < 80 | 0 | 0 | 0 | 0 | 0 | 0
40 ≤ u < 70 | 0 | 0 | 0 | 0 | 0 | 0
5 ≤ u < 40 | 0 | 0 | 0 | 0 | 0 | 0
u < 5 | 0 | 0 | 0 | 0 | 0 | 0
Total | 0 | 0 | 0 | 0 | 0 | 0
URCN06(PT 6 URECHENI)¦ meter SN:1009151000002537
Tensiune reziduală u% | Durata t ms |  |  |  |  | Total
| 10 < t ≤ 200 | 200 < t ≤ 500 | 500 < t ≤ 1000 | 1000 < t ≤ 5000 | 5000 < t ≤ 60000
80 ≤ u < 90 | 0 | 0 | 0 | 0 | 0 | 0
70 ≤ u < 80 | 0 | 0 | 0 | 0 | 0 | 0
40 ≤ u < 70 | 0 | 0 | 0 | 0 | 0 | 0
5 ≤ u < 40 | 0 | 0 | 0 | 0 | 0 | 0
u < 5 | 0 | 0 | 0 | 0 | 0 | 0
Total | 0 | 0 | 0 | 0 | 0 | 0
VAAR01(PTA 1 VALEA ARINI)¦ meter SN:1009151000002254
Tensiune reziduală u% | Durata t ms |  |  |  |  | Total
| 10 < t ≤ 200 | 200 < t ≤ 500 | 500 < t ≤ 1000 | 1000 < t ≤ 5000 | 5000 < t ≤ 60000
80 ≤ u < 90 | 0 | 0 | 0 | 0 | 0 | 0
70 ≤ u < 80 | 0 | 0 | 0 | 0 | 0 | 0
40 ≤ u < 70 | 0 | 0 | 0 | 0 | 0 | 0
5 ≤ u < 40 | 0 | 0 | 0 | 0 | 0 | 0
u < 5 | 0 | 0 | 0 | 0 | 0 | 0
Total | 0 | 0 | 0 | 0 | 0 | 0
VAAR03(PTA 3 VALEA ARINI)¦ meter SN:1009151000002788
Tensiune reziduală u% | Durata t ms |  |  |  |  | Total
| 10 < t ≤ 200 | 200 < t ≤ 500 | 500 < t ≤ 1000 | 1000 < t ≤ 5000 | 5000 < t ≤ 60000
80 ≤ u < 90 | 0 | 0 | 0 | 0 | 0 | 0
70 ≤ u < 80 | 0 | 0 | 0 | 0 | 0 | 0
40 ≤ u < 70 | 0 | 0 | 0 | 0 | 0 | 0
5 ≤ u < 40 | 0 | 0 | 0 | 0 | 0 | 0
u < 5 | 0 | 0 | 0 | 0 | 0 | 0
Total | 0 | 0 | 0 | 0 | 0 | 0
VART01(PTA 1 VARATEC)¦ meter SN:1009151000002404
Tensiune reziduală u% | Durata t ms |  |  |  |  | Total
| 10 < t ≤ 200 | 200 < t ≤ 500 | 500 < t ≤ 1000 | 1000 < t ≤ 5000 | 5000 < t ≤ 60000
80 ≤ u < 90 | 0 | 0 | 0 | 0 | 0 | 0
70 ≤ u < 80 | 0 | 0 | 0 | 0 | 0 | 0
40 ≤ u < 70 | 0 | 0 | 0 | 0 | 0 | 0
5 ≤ u < 40 | 0 | 0 | 0 | 0 | 0 | 0
u < 5 | 0 | 0 | 0 | 0 | 0 | 0
Total | 0 | 0 | 0 | 0 | 0 | 0
VART02(PTA 2 VARATEC)¦ meter SN:1009151000002477
Tensiune reziduală u% | Durata t ms |  |  |  |  | Total
| 10 < t ≤ 200 | 200 < t ≤ 500 | 500 < t ≤ 1000 | 1000 < t ≤ 5000 | 5000 < t ≤ 60000
80 ≤ u < 90 | 0 | 0 | 0 | 0 | 0 | 0
70 ≤ u < 80 | 0 | 0 | 0 | 0 | 0 | 0
40 ≤ u < 70 | 0 | 0 | 0 | 0 | 0 | 0
5 ≤ u < 40 | 0 | 0 | 0 | 0 | 0 | 0
u < 5 | 0 | 0 | 0 | 0 | 0 | 0
Total | 0 | 0 | 0 | 0 | 0 | 0
VART03(PTA 3 VARATEC)¦ meter SN:1009151000002425
Tensiune reziduală u% | Durata t ms |  |  |  |  | Total
| 10 < t ≤ 200 | 200 < t ≤ 500 | 500 < t ≤ 1000 | 1000 < t ≤ 5000 | 5000 < t ≤ 60000
80 ≤ u < 90 | 0 | 0 | 0 | 0 | 0 | 0
70 ≤ u < 80 | 0 | 0 | 0 | 0 | 0 | 0
40 ≤ u < 70 | 0 | 0 | 0 | 0 | 0 | 0
5 ≤ u < 40 | 0 | 0 | 0 | 0 | 0 | 0
u < 5 | 0 | 0 | 0 | 0 | 0 | 0
Total | 0 | 0 | 0 | 0 | 0 | 0
VINN01(PTA 1 VINATORI)¦ meter SN:1009141000001155
Tensiune reziduală u% | Durata t ms |  |  |  |  | Total
| 10 < t ≤ 200 | 200 < t ≤ 500 | 500 < t ≤ 1000 | 1000 < t ≤ 5000 | 5000 < t ≤ 60000
80 ≤ u < 90 | 0 | 0 | 0 | 0 | 0 | 0
70 ≤ u < 80 | 0 | 0 | 0 | 0 | 0 | 0
40 ≤ u < 70 | 0 | 0 | 0 | 0 | 0 | 0
5 ≤ u < 40 | 0 | 0 | 0 | 0 | 0 | 0
u < 5 | 0 | 0 | 0 | 0 | 0 | 0
Total | 0 | 0 | 0 | 0 | 0 | 0
VINN02(PTA 2 VINATORI)¦ meter SN:1009141000001052
Tensiune reziduală u% | Durata t ms |  |  |  |  | Total
| 10 < t ≤ 200 | 200 < t ≤ 500 | 500 < t ≤ 1000 | 1000 < t ≤ 5000 | 5000 < t ≤ 60000
80 ≤ u < 90 | 0 | 0 | 0 | 0 | 0 | 0
70 ≤ u < 80 | 0 | 0 | 0 | 0 | 0 | 0
40 ≤ u < 70 | 0 | 0 | 0 | 0 | 0 | 0
5 ≤ u < 40 | 0 | 0 | 0 | 0 | 0 | 0
u < 5 | 0 | 0 | 0 | 0 | 0 | 0
Total | 0 | 0 | 0 | 0 | 0 | 0
VINN03(PTA 3 VINATORI)¦ meter SN:1009141000001108
Tensiune reziduală u% | Durata t ms |  |  |  |  | Total
| 10 < t ≤ 200 | 200 < t ≤ 500 | 500 < t ≤ 1000 | 1000 < t ≤ 5000 | 5000 < t ≤ 60000
80 ≤ u < 90 | 0 | 0 | 0 | 0 | 0 | 0
70 ≤ u < 80 | 0 | 0 | 0 | 0 | 0 | 0
40 ≤ u < 70 | 0 | 0 | 0 | 0 | 0 | 0
5 ≤ u < 40 | 0 | 0 | 0 | 0 | 0 | 0
u < 5 | 0 | 0 | 0 | 0 | 0 | 0
Total | 0 | 0 | 0 | 0 | 0 | 0
VINN04(PTA 4 VINATORI)¦ meter SN:1009141000001073
Tensiune reziduală u% | Durata t ms |  |  |  |  | Total
| 10 < t ≤ 200 | 200 < t ≤ 500 | 500 < t ≤ 1000 | 1000 < t ≤ 5000 | 5000 < t ≤ 60000
80 ≤ u < 90 | 0 | 0 | 0 | 0 | 0 | 0
70 ≤ u < 80 | 0 | 0 | 0 | 0 | 0 | 0
40 ≤ u < 70 | 0 | 0 | 0 | 0 | 0 | 0
5 ≤ u < 40 | 0 | 0 | 0 | 0 | 0 | 0
u < 5 | 0 | 0 | 0 | 0 | 0 | 0
Total | 0 | 0 | 0 | 0 | 0 | 0
VINN05(PTA 5 VINATORI)¦ meter SN:1009141000001034
Tensiune reziduală u% | Durata t ms |  |  |  |  | Total
| 10 < t ≤ 200 | 200 < t ≤ 500 | 500 < t ≤ 1000 | 1000 < t ≤ 5000 | 5000 < t ≤ 60000
80 ≤ u < 90 | 0 | 0 | 0 | 0 | 0 | 0
70 ≤ u < 80 | 0 | 0 | 0 | 0 | 0 | 0
40 ≤ u < 70 | 0 | 0 | 0 | 0 | 0 | 0
5 ≤ u < 40 | 0 | 0 | 0 | 0 | 0 | 0
u < 5 | 0 | 0 | 0 | 0 | 0 | 0
Total | 0 | 0 | 0 | 0 | 0 | 0
VINN06(PTZ 6 VINATORI)¦ meter SN:1009141000000894
Tensiune reziduală u% | Durata t ms |  |  |  |  | Total
| 10 < t ≤ 200 | 200 < t ≤ 500 | 500 < t ≤ 1000 | 1000 < t ≤ 5000 | 5000 < t ≤ 60000
80 ≤ u < 90 | 0 | 0 | 0 | 0 | 0 | 0
70 ≤ u < 80 | 0 | 0 | 0 | 0 | 0 | 0
40 ≤ u < 70 | 0 | 0 | 0 | 0 | 0 | 0
5 ≤ u < 40 | 0 | 0 | 0 | 0 | 0 | 0
u < 5 | 0 | 0 | 0 | 0 | 0 | 0
Total | 0 | 0 | 0 | 0 | 0 | 0
VINN07(PTA 7 VINATORI)¦ meter SN:1009141000001106
Tensiune reziduală u% | Durata t ms |  |  |  |  | Total
| 10 < t ≤ 200 | 200 < t ≤ 500 | 500 < t ≤ 1000 | 1000 < t ≤ 5000 | 5000 < t ≤ 60000
80 ≤ u < 90 | 0 | 0 | 0 | 0 | 0 | 0
70 ≤ u < 80 | 0 | 0 | 0 | 0 | 0 | 0
40 ≤ u < 70 | 0 | 0 | 0 | 0 | 0 | 0
5 ≤ u < 40 | 0 | 0 | 0 | 0 | 0 | 0
u < 5 | 0 | 0 | 0 | 0 | 0 | 0
Total | 0 | 0 | 0 | 0 | 0 | 0
VINN08(PTA 8 VINATORI)¦ meter SN:1009141000000386
Tensiune reziduală u% | Durata t ms |  |  |  |  | Total
| 10 < t ≤ 200 | 200 < t ≤ 500 | 500 < t ≤ 1000 | 1000 < t ≤ 5000 | 5000 < t ≤ 60000
80 ≤ u < 90 | 0 | 0 | 0 | 0 | 0 | 0
70 ≤ u < 80 | 0 | 0 | 0 | 0 | 0 | 0
40 ≤ u < 70 | 0 | 0 | 0 | 0 | 0 | 0
5 ≤ u < 40 | 0 | 0 | 0 | 0 | 0 | 0
u < 5 | 0 | 0 | 0 | 0 | 0 | 0
Total | 0 | 0 | 0 | 0 | 0 | 0
VINN09(PTA 9 VINATORI)¦ meter SN:1009141000001064
Tensiune reziduală u% | Durata t ms |  |  |  |  | Total
| 10 < t ≤ 200 | 200 < t ≤ 500 | 500 < t ≤ 1000 | 1000 < t ≤ 5000 | 5000 < t ≤ 60000
80 ≤ u < 90 | 0 | 0 | 0 | 0 | 0 | 0
70 ≤ u < 80 | 0 | 0 | 0 | 0 | 0 | 0
40 ≤ u < 70 | 0 | 0 | 0 | 0 | 0 | 0
5 ≤ u < 40 | 0 | 0 | 0 | 0 | 0 | 0
u < 5 | 0 | 0 | 0 | 0 | 0 | 0
Total | 0 | 0 | 0 | 0 | 0 | 0
VINN30(PTA 30 VINATORI)¦ meter SN:1009141000000930
Tensiune reziduală u% | Durata t ms |  |  |  |  | Total
| 10 < t ≤ 200 | 200 < t ≤ 500 | 500 < t ≤ 1000 | 1000 < t ≤ 5000 | 5000 < t ≤ 60000
80 ≤ u < 90 | 0 | 0 | 0 | 0 | 0 | 0
70 ≤ u < 80 | 0 | 0 | 0 | 0 | 0 | 0
40 ≤ u < 70 | 0 | 0 | 0 | 0 | 0 | 0
5 ≤ u < 40 | 0 | 0 | 0 | 0 | 0 | 0
u < 5 | 0 | 0 | 0 | 0 | 0 | 0
Total | 0 | 0 | 0 | 0 | 0 | 0
VLSB02(PTA 2 VALEA SEACA)¦ meter SN:1009151000002276
Tensiune reziduală u% | Durata t ms |  |  |  |  | Total
| 10 < t ≤ 200 | 200 < t ≤ 500 | 500 < t ≤ 1000 | 1000 < t ≤ 5000 | 5000 < t ≤ 60000
80 ≤ u < 90 | 0 | 0 | 0 | 0 | 0 | 0
70 ≤ u < 80 | 0 | 0 | 0 | 0 | 0 | 0
40 ≤ u < 70 | 0 | 0 | 0 | 0 | 0 | 0
5 ≤ u < 40 | 0 | 0 | 0 | 0 | 0 | 0
u < 5 | 0 | 0 | 0 | 0 | 0 | 0
Total | 0 | 0 | 0 | 0 | 0 | 0
VLSB03(PTA 3 VALEA SEACA)¦ meter SN:1009151000002415
Tensiune reziduală u% | Durata t ms |  |  |  |  | Total
| 10 < t ≤ 200 | 200 < t ≤ 500 | 500 < t ≤ 1000 | 1000 < t ≤ 5000 | 5000 < t ≤ 60000
80 ≤ u < 90 | 0 | 0 | 0 | 0 | 0 | 0
70 ≤ u < 80 | 0 | 0 | 0 | 0 | 0 | 0
40 ≤ u < 70 | 0 | 0 | 0 | 0 | 0 | 0
5 ≤ u < 40 | 0 | 0 | 0 | 0 | 0 | 0
u < 5 | 0 | 0 | 0 | 0 | 0 | 0
Total | 0 | 0 | 0 | 0 | 0 | 0
VLSB06(PTA 6 VALEA SEACA)¦ meter SN:1009151000002364
Tensiune reziduală u% | Durata t ms |  |  |  |  | Total
| 10 < t ≤ 200 | 200 < t ≤ 500 | 500 < t ≤ 1000 | 1000 < t ≤ 5000 | 5000 < t ≤ 60000
80 ≤ u < 90 | 0 | 0 | 0 | 0 | 0 | 0
70 ≤ u < 80 | 0 | 0 | 0 | 0 | 0 | 0
40 ≤ u < 70 | 0 | 0 | 0 | 0 | 0 | 0
5 ≤ u < 40 | 0 | 0 | 0 | 0 | 0 | 0
u < 5 | 0 | 0 | 0 | 0 | 0 | 0
Total | 0 | 0 | 0 | 0 | 0 | 0
VLSB07(PTA 7 VALEA SEACA)¦ meter SN:1009151000002342
Tensiune reziduală u% | Durata t ms |  |  |  |  | Total
| 10 < t ≤ 200 | 200 < t ≤ 500 | 500 < t ≤ 1000 | 1000 < t ≤ 5000 | 5000 < t ≤ 60000
80 ≤ u < 90 | 0 | 0 | 0 | 0 | 0 | 0
70 ≤ u < 80 | 0 | 0 | 0 | 0 | 0 | 0
40 ≤ u < 70 | 0 | 0 | 0 | 0 | 0 | 0
5 ≤ u < 40 | 0 | 0 | 0 | 0 | 0 | 0
u < 5 | 0 | 0 | 0 | 0 | 0 | 0
Total | 0 | 0 | 0 | 0 | 0 | 0
ZVRA01(PTA 1 ZVORONESTI)¦ meter SN:1009151000002354
Tensiune reziduală u% | Durata t ms |  |  |  |  | Total
| 10 < t ≤ 200 | 200 < t ≤ 500 | 500 < t ≤ 1000 | 1000 < t ≤ 5000 | 5000 < t ≤ 60000
80 ≤ u < 90 | 0 | 0 | 0 | 0 | 0 | 0
70 ≤ u < 80 | 0 | 0 | 0 | 0 | 0 | 0
40 ≤ u < 70 | 0 | 0 | 0 | 0 | 0 | 0
5 ≤ u < 40 | 0 | 0 | 0 | 0 | 0 | 0
u < 5 | 0 | 0 | 0 | 0 | 0 | 0
Total | 0 | 0 | 0 | 0 | 0 | 0
TIBU04(PT 4 TIBUCANI)¦ meter SN:1702434126595910
Tensiune reziduală u% | Durata t ms |  |  |  |  | Total
| 10 < t ≤ 200 | 200 < t ≤ 500 | 500 < t ≤ 1000 | 1000 < t ≤ 5000 | 5000 < t ≤ 60000
80 ≤ u < 90 | 0 | 0 | 0 | 0 | 0 | 0
70 ≤ u < 80 | 0 | 0 | 0 | 0 | 0 | 0
40 ≤ u < 70 | 0 | 0 | 0 | 0 | 0 | 0
5 ≤ u < 40 | 0 | 0 | 0 | 0 | 0 | 0
u < 5 | 0 | 0 | 0 | 0 | 0 | 0
Total | 0 | 0 | 0 | 0 | 0 | 0
TUPI01(PT 1 TUPILATI)¦ meter SN:1009141000000252
Tensiune reziduală u% | Durata t ms |  |  |  |  | Total
| 10 < t ≤ 200 | 200 < t ≤ 500 | 500 < t ≤ 1000 | 1000 < t ≤ 5000 | 5000 < t ≤ 60000
80 ≤ u < 90 | 0 | 0 | 0 | 0 | 0 | 0
70 ≤ u < 80 | 0 | 0 | 0 | 0 | 0 | 0
40 ≤ u < 70 | 0 | 0 | 0 | 0 | 0 | 0
5 ≤ u < 40 | 0 | 0 | 0 | 0 | 0 | 0
u < 5 | 0 | 0 | 0 | 0 | 0 | 0
Total | 0 | 0 | 0 | 0 | 0 | 0
TUPI02(PT 2 TUPILATI)¦ meter SN:1009141000000268
Tensiune reziduală u% | Durata t ms |  |  |  |  | Total
| 10 < t ≤ 200 | 200 < t ≤ 500 | 500 < t ≤ 1000 | 1000 < t ≤ 5000 | 5000 < t ≤ 60000
80 ≤ u < 90 | 0 | 0 | 0 | 0 | 0 | 0
70 ≤ u < 80 | 0 | 0 | 0 | 0 | 0 | 0
40 ≤ u < 70 | 0 | 0 | 0 | 0 | 0 | 0
5 ≤ u < 40 | 0 | 0 | 0 | 0 | 0 | 0
u < 5 | 0 | 0 | 0 | 0 | 0 | 0
Total | 0 | 0 | 0 | 0 | 0 | 0
TUPI03(PT 3 TUPILATI)¦ meter SN:1009141000000238
Tensiune reziduală u% | Durata t ms |  |  |  |  | Total
| 10 < t ≤ 200 | 200 < t ≤ 500 | 500 < t ≤ 1000 | 1000 < t ≤ 5000 | 5000 < t ≤ 60000
80 ≤ u < 90 | 0 | 0 | 0 | 0 | 0 | 0
70 ≤ u < 80 | 0 | 0 | 0 | 0 | 0 | 0
40 ≤ u < 70 | 0 | 0 | 0 | 0 | 0 | 0
5 ≤ u < 40 | 0 | 0 | 0 | 0 | 0 | 0
u < 5 | 0 | 0 | 0 | 0 | 0 | 0
Total | 0 | 0 | 0 | 0 | 0 | 0
TUPI04(PT 4 TUPILATI)¦ meter SN:1009141000000279
Tensiune reziduală u% | Durata t ms |  |  |  |  | Total
| 10 < t ≤ 200 | 200 < t ≤ 500 | 500 < t ≤ 1000 | 1000 < t ≤ 5000 | 5000 < t ≤ 60000
80 ≤ u < 90 | 0 | 0 | 0 | 0 | 0 | 0
70 ≤ u < 80 | 0 | 0 | 0 | 0 | 0 | 0
40 ≤ u < 70 | 0 | 0 | 0 | 0 | 0 | 0
5 ≤ u < 40 | 0 | 0 | 0 | 0 | 0 | 0
u < 5 | 0 | 0 | 0 | 0 | 0 | 0
Total | 0 | 0 | 0 | 0 | 0 | 0
TUPI09(PT 9 TUPILATI)¦ meter SN:1009141000000259
Tensiune reziduală u% | Durata t ms |  |  |  |  | Total
| 10 < t ≤ 200 | 200 < t ≤ 500 | 500 < t ≤ 1000 | 1000 < t ≤ 5000 | 5000 < t ≤ 60000
80 ≤ u < 90 | 0 | 0 | 0 | 0 | 0 | 0
70 ≤ u < 80 | 0 | 0 | 0 | 0 | 0 | 0
40 ≤ u < 70 | 0 | 0 | 0 | 0 | 0 | 0
5 ≤ u < 40 | 0 | 0 | 0 | 0 | 0 | 0
u < 5 | 0 | 0 | 0 | 0 | 0 | 0
Total | 0 | 0 | 0 | 0 | 0 | 0

## NT40(BICAZ)
GHRM03(PTA 3 GHERMAN)¦ meter SN:1009141000000890
Tensiune reziduală u% | Durata t ms |  |  |  |  | Total
| 10 < t ≤ 200 | 200 < t ≤ 500 | 500 < t ≤ 1000 | 1000 < t ≤ 5000 | 5000 < t ≤ 60000
80 ≤ u < 90 | 0 | 0 | 0 | 0 | 0 | 0
70 ≤ u < 80 | 0 | 0 | 0 | 0 | 0 | 0
40 ≤ u < 70 | 0 | 0 | 0 | 0 | 0 | 0
5 ≤ u < 40 | 0 | 0 | 0 | 0 | 0 | 0
u < 5 | 0 | 0 | 0 | 0 | 0 | 0
Total | 0 | 0 | 0 | 0 | 0 | 0
TRFA01(PTA 1 TREI FINTINI)¦ meter SN:1009151000002220
Tensiune reziduală u% | Durata t ms |  |  |  |  | Total
| 10 < t ≤ 200 | 200 < t ≤ 500 | 500 < t ≤ 1000 | 1000 < t ≤ 5000 | 5000 < t ≤ 60000
80 ≤ u < 90 | 0 | 0 | 0 | 0 | 0 | 0
70 ≤ u < 80 | 0 | 0 | 0 | 0 | 0 | 0
40 ≤ u < 70 | 0 | 0 | 0 | 0 | 0 | 0
5 ≤ u < 40 | 0 | 0 | 0 | 0 | 0 | 0
u < 5 | 0 | 0 | 0 | 0 | 0 | 0
Total | 0 | 0 | 0 | 0 | 0 | 0
TRFA03(PTA 3 TREI FINTINI)¦ meter SN:1009151000002319
Tensiune reziduală u% | Durata t ms |  |  |  |  | Total
| 10 < t ≤ 200 | 200 < t ≤ 500 | 500 < t ≤ 1000 | 1000 < t ≤ 5000 | 5000 < t ≤ 60000
80 ≤ u < 90 | 0 | 0 | 0 | 0 | 0 | 0
70 ≤ u < 80 | 0 | 0 | 0 | 0 | 0 | 0
40 ≤ u < 70 | 0 | 0 | 0 | 0 | 0 | 0
5 ≤ u < 40 | 0 | 0 | 0 | 0 | 0 | 0
u < 5 | 0 | 0 | 0 | 0 | 0 | 0
Total | 0 | 0 | 0 | 0 | 0 | 0
TRFA04(PTA 4 TREI FINTINI)¦ meter SN:1009151000002229
Tensiune reziduală u% | Durata t ms |  |  |  |  | Total
| 10 < t ≤ 200 | 200 < t ≤ 500 | 500 < t ≤ 1000 | 1000 < t ≤ 5000 | 5000 < t ≤ 60000
80 ≤ u < 90 | 0 | 0 | 0 | 0 | 0 | 0
70 ≤ u < 80 | 0 | 0 | 0 | 0 | 0 | 0
40 ≤ u < 70 | 0 | 0 | 0 | 0 | 0 | 0
5 ≤ u < 40 | 0 | 0 | 0 | 0 | 0 | 0
u < 5 | 0 | 0 | 0 | 0 | 0 | 0
Total | 0 | 0 | 0 | 0 | 0 | 0
TRFA05(PTA 5 TREI FINTINI)¦ meter SN:1009151000002348
Tensiune reziduală u% | Durata t ms |  |  |  |  | Total
| 10 < t ≤ 200 | 200 < t ≤ 500 | 500 < t ≤ 1000 | 1000 < t ≤ 5000 | 5000 < t ≤ 60000
80 ≤ u < 90 | 0 | 0 | 0 | 0 | 0 | 0
70 ≤ u < 80 | 0 | 0 | 0 | 0 | 0 | 0
40 ≤ u < 70 | 0 | 0 | 0 | 0 | 0 | 0
5 ≤ u < 40 | 0 | 0 | 0 | 0 | 0 | 0
u < 5 | 0 | 0 | 0 | 0 | 0 | 0
Total | 0 | 0 | 0 | 0 | 0 | 0
BIC001(PTA 1 BICAZ)¦ meter SN:1009141000000973
Tensiune reziduală u% | Durata t ms |  |  |  |  | Total
| 10 < t ≤ 200 | 200 < t ≤ 500 | 500 < t ≤ 1000 | 1000 < t ≤ 5000 | 5000 < t ≤ 60000
80 ≤ u < 90 | 0 | 0 | 0 | 0 | 0 | 0
70 ≤ u < 80 | 0 | 0 | 0 | 0 | 0 | 0
40 ≤ u < 70 | 0 | 0 | 0 | 0 | 0 | 0
5 ≤ u < 40 | 0 | 0 | 0 | 0 | 0 | 0
u < 5 | 0 | 0 | 0 | 0 | 0 | 0
Total | 0 | 0 | 0 | 0 | 0 | 0
BIC002(PTZ 2 BICAZ)¦ meter SN:1009151000002361
Tensiune reziduală u% | Durata t ms |  |  |  |  | Total
| 10 < t ≤ 200 | 200 < t ≤ 500 | 500 < t ≤ 1000 | 1000 < t ≤ 5000 | 5000 < t ≤ 60000
80 ≤ u < 90 | 0 | 0 | 0 | 0 | 0 | 0
70 ≤ u < 80 | 0 | 0 | 0 | 0 | 0 | 0
40 ≤ u < 70 | 0 | 0 | 0 | 0 | 0 | 0
5 ≤ u < 40 | 0 | 0 | 0 | 0 | 0 | 0
u < 5 | 0 | 0 | 0 | 0 | 0 | 0
Total | 0 | 0 | 0 | 0 | 0 | 0
BIC003(PTZ 3 BICAZ)¦ meter SN:1009151000002544
Tensiune reziduală u% | Durata t ms |  |  |  |  | Total
| 10 < t ≤ 200 | 200 < t ≤ 500 | 500 < t ≤ 1000 | 1000 < t ≤ 5000 | 5000 < t ≤ 60000
80 ≤ u < 90 | 0 | 0 | 0 | 0 | 0 | 0
70 ≤ u < 80 | 0 | 0 | 0 | 0 | 0 | 0
40 ≤ u < 70 | 0 | 0 | 0 | 0 | 0 | 0
5 ≤ u < 40 | 0 | 0 | 0 | 0 | 0 | 0
u < 5 | 0 | 0 | 0 | 0 | 0 | 0
Total | 0 | 0 | 0 | 0 | 0 | 0
BIC004(PTZ 4 BICAZ)¦ meter SN:1009151000002408
Tensiune reziduală u% | Durata t ms |  |  |  |  | Total
| 10 < t ≤ 200 | 200 < t ≤ 500 | 500 < t ≤ 1000 | 1000 < t ≤ 5000 | 5000 < t ≤ 60000
80 ≤ u < 90 | 0 | 0 | 0 | 0 | 0 | 0
70 ≤ u < 80 | 0 | 0 | 0 | 0 | 0 | 0
40 ≤ u < 70 | 0 | 0 | 0 | 0 | 0 | 0
5 ≤ u < 40 | 0 | 0 | 0 | 0 | 0 | 0
u < 5 | 0 | 0 | 0 | 0 | 0 | 0
Total | 0 | 0 | 0 | 0 | 0 | 0
BIC005(PTZ 5 BICAZ)¦ meter SN:1009151000002581
Tensiune reziduală u% | Durata t ms |  |  |  |  | Total
| 10 < t ≤ 200 | 200 < t ≤ 500 | 500 < t ≤ 1000 | 1000 < t ≤ 5000 | 5000 < t ≤ 60000
80 ≤ u < 90 | 0 | 0 | 0 | 0 | 0 | 0
70 ≤ u < 80 | 0 | 0 | 0 | 0 | 0 | 0
40 ≤ u < 70 | 0 | 0 | 0 | 0 | 0 | 0
5 ≤ u < 40 | 0 | 0 | 0 | 0 | 0 | 0
u < 5 | 0 | 0 | 0 | 0 | 0 | 0
Total | 0 | 0 | 0 | 0 | 0 | 0
BIC006(PTS 6 BICAZ)¦ meter SN:1009141000001251
Tensiune reziduală u% | Durata t ms |  |  |  |  | Total
| 10 < t ≤ 200 | 200 < t ≤ 500 | 500 < t ≤ 1000 | 1000 < t ≤ 5000 | 5000 < t ≤ 60000
80 ≤ u < 90 | 0 | 0 | 0 | 0 | 0 | 0
70 ≤ u < 80 | 0 | 0 | 0 | 0 | 0 | 0
40 ≤ u < 70 | 0 | 0 | 0 | 0 | 0 | 0
5 ≤ u < 40 | 0 | 0 | 0 | 0 | 0 | 0
u < 5 | 0 | 0 | 0 | 0 | 0 | 0
Total | 0 | 0 | 0 | 0 | 0 | 0
BIC007(PTA 7 BICAZ)¦ meter SN:1009141000001015
Tensiune reziduală u% | Durata t ms |  |  |  |  | Total
| 10 < t ≤ 200 | 200 < t ≤ 500 | 500 < t ≤ 1000 | 1000 < t ≤ 5000 | 5000 < t ≤ 60000
80 ≤ u < 90 | 0 | 0 | 0 | 0 | 0 | 0
70 ≤ u < 80 | 0 | 0 | 0 | 0 | 0 | 0
40 ≤ u < 70 | 0 | 0 | 0 | 0 | 0 | 0
5 ≤ u < 40 | 0 | 0 | 0 | 0 | 0 | 0
u < 5 | 0 | 0 | 0 | 0 | 0 | 0
Total | 0 | 0 | 0 | 0 | 0 | 0
BIC008(PTA 8 BICAZ)¦ meter SN:1009141000001079
Tensiune reziduală u% | Durata t ms |  |  |  |  | Total
| 10 < t ≤ 200 | 200 < t ≤ 500 | 500 < t ≤ 1000 | 1000 < t ≤ 5000 | 5000 < t ≤ 60000
80 ≤ u < 90 | 0 | 0 | 0 | 0 | 0 | 0
70 ≤ u < 80 | 0 | 0 | 0 | 0 | 0 | 0
40 ≤ u < 70 | 0 | 0 | 0 | 0 | 0 | 0
5 ≤ u < 40 | 0 | 0 | 0 | 0 | 0 | 0
u < 5 | 0 | 0 | 0 | 0 | 0 | 0
Total | 0 | 0 | 0 | 0 | 0 | 0
BIC009(PTA 9 BICAZ)¦ meter SN:1009151000001531
Tensiune reziduală u% | Durata t ms |  |  |  |  | Total
| 10 < t ≤ 200 | 200 < t ≤ 500 | 500 < t ≤ 1000 | 1000 < t ≤ 5000 | 5000 < t ≤ 60000
80 ≤ u < 90 | 0 | 0 | 0 | 0 | 0 | 0
70 ≤ u < 80 | 0 | 0 | 0 | 0 | 0 | 0
40 ≤ u < 70 | 0 | 0 | 0 | 0 | 0 | 0
5 ≤ u < 40 | 0 | 0 | 0 | 0 | 0 | 0
u < 5 | 0 | 0 | 0 | 0 | 0 | 0
Total | 0 | 0 | 0 | 0 | 0 | 0
BIC010(PTA 10 BICAZ)¦ meter SN:1009141000001036
Tensiune reziduală u% | Durata t ms |  |  |  |  | Total
| 10 < t ≤ 200 | 200 < t ≤ 500 | 500 < t ≤ 1000 | 1000 < t ≤ 5000 | 5000 < t ≤ 60000
80 ≤ u < 90 | 0 | 0 | 0 | 0 | 0 | 0
70 ≤ u < 80 | 0 | 0 | 0 | 0 | 0 | 0
40 ≤ u < 70 | 0 | 0 | 0 | 0 | 0 | 0
5 ≤ u < 40 | 0 | 0 | 0 | 0 | 0 | 0
u < 5 | 0 | 0 | 0 | 0 | 0 | 0
Total | 0 | 0 | 0 | 0 | 0 | 0
BIC014(PTA 14 BICAZ)¦ meter SN:1009151000002705
Tensiune reziduală u% | Durata t ms |  |  |  |  | Total
| 10 < t ≤ 200 | 200 < t ≤ 500 | 500 < t ≤ 1000 | 1000 < t ≤ 5000 | 5000 < t ≤ 60000
80 ≤ u < 90 | 0 | 0 | 0 | 0 | 0 | 0
70 ≤ u < 80 | 0 | 0 | 0 | 0 | 0 | 0
40 ≤ u < 70 | 0 | 0 | 0 | 0 | 0 | 0
5 ≤ u < 40 | 0 | 0 | 0 | 0 | 0 | 0
u < 5 | 0 | 0 | 0 | 0 | 0 | 0
Total | 0 | 0 | 0 | 0 | 0 | 0
BIC015(PTA 15 BICAZ)¦ meter SN:1009141000000695
Tensiune reziduală u% | Durata t ms |  |  |  |  | Total
| 10 < t ≤ 200 | 200 < t ≤ 500 | 500 < t ≤ 1000 | 1000 < t ≤ 5000 | 5000 < t ≤ 60000
80 ≤ u < 90 | 0 | 0 | 0 | 0 | 0 | 0
70 ≤ u < 80 | 0 | 0 | 0 | 0 | 0 | 0
40 ≤ u < 70 | 0 | 0 | 0 | 0 | 0 | 0
5 ≤ u < 40 | 0 | 0 | 0 | 0 | 0 | 0
u < 5 | 0 | 0 | 0 | 0 | 0 | 0
Total | 0 | 0 | 0 | 0 | 0 | 0
BIC017(PTZ 17 BICAZ)¦ meter SN:1009141000000510
Tensiune reziduală u% | Durata t ms |  |  |  |  | Total
| 10 < t ≤ 200 | 200 < t ≤ 500 | 500 < t ≤ 1000 | 1000 < t ≤ 5000 | 5000 < t ≤ 60000
80 ≤ u < 90 | 0 | 0 | 0 | 0 | 0 | 0
70 ≤ u < 80 | 0 | 0 | 0 | 0 | 0 | 0
40 ≤ u < 70 | 0 | 0 | 0 | 0 | 0 | 0
5 ≤ u < 40 | 0 | 0 | 0 | 0 | 0 | 0
u < 5 | 0 | 0 | 0 | 0 | 0 | 0
Total | 0 | 0 | 0 | 0 | 0 | 0
BIC018(PTZ 18 BICAZ)¦ meter SN:1009141000001125
Tensiune reziduală u% | Durata t ms |  |  |  |  | Total
| 10 < t ≤ 200 | 200 < t ≤ 500 | 500 < t ≤ 1000 | 1000 < t ≤ 5000 | 5000 < t ≤ 60000
80 ≤ u < 90 | 0 | 0 | 0 | 0 | 0 | 0
70 ≤ u < 80 | 0 | 0 | 0 | 0 | 0 | 0
40 ≤ u < 70 | 0 | 0 | 0 | 0 | 0 | 0
5 ≤ u < 40 | 0 | 0 | 0 | 0 | 0 | 0
u < 5 | 0 | 0 | 0 | 0 | 0 | 0
Total | 0 | 0 | 0 | 0 | 0 | 0
BIC019(PTZ 19 BICAZ)¦ meter SN:1009141000000420
Tensiune reziduală u% | Durata t ms |  |  |  |  | Total
| 10 < t ≤ 200 | 200 < t ≤ 500 | 500 < t ≤ 1000 | 1000 < t ≤ 5000 | 5000 < t ≤ 60000
80 ≤ u < 90 | 0 | 0 | 0 | 0 | 0 | 0
70 ≤ u < 80 | 0 | 0 | 0 | 0 | 0 | 0
40 ≤ u < 70 | 0 | 0 | 0 | 0 | 0 | 0
5 ≤ u < 40 | 0 | 0 | 0 | 0 | 0 | 0
u < 5 | 0 | 0 | 0 | 0 | 0 | 0
Total | 0 | 0 | 0 | 0 | 0 | 0
BIC022(PTA 22 BICAZ)¦ meter SN:1009141000000976
Tensiune reziduală u% | Durata t ms |  |  |  |  | Total
| 10 < t ≤ 200 | 200 < t ≤ 500 | 500 < t ≤ 1000 | 1000 < t ≤ 5000 | 5000 < t ≤ 60000
80 ≤ u < 90 | 0 | 0 | 0 | 0 | 0 | 0
70 ≤ u < 80 | 0 | 0 | 0 | 0 | 0 | 0
40 ≤ u < 70 | 0 | 0 | 0 | 0 | 0 | 0
5 ≤ u < 40 | 0 | 0 | 0 | 0 | 0 | 0
u < 5 | 0 | 0 | 0 | 0 | 0 | 0
Total | 0 | 0 | 0 | 0 | 0 | 0
BIC024(PTZ 24 BICAZ)¦ meter SN:1009141000001013
Tensiune reziduală u% | Durata t ms |  |  |  |  | Total
| 10 < t ≤ 200 | 200 < t ≤ 500 | 500 < t ≤ 1000 | 1000 < t ≤ 5000 | 5000 < t ≤ 60000
80 ≤ u < 90 | 0 | 0 | 0 | 0 | 0 | 0
70 ≤ u < 80 | 0 | 0 | 0 | 0 | 0 | 0
40 ≤ u < 70 | 0 | 0 | 0 | 0 | 0 | 0
5 ≤ u < 40 | 0 | 0 | 0 | 0 | 0 | 0
u < 5 | 0 | 0 | 0 | 0 | 0 | 0
Total | 0 | 0 | 0 | 0 | 0 | 0
BIC025(PTZ 25 BICAZ)¦ meter SN:1009141000001018
Tensiune reziduală u% | Durata t ms |  |  |  |  | Total
| 10 < t ≤ 200 | 200 < t ≤ 500 | 500 < t ≤ 1000 | 1000 < t ≤ 5000 | 5000 < t ≤ 60000
80 ≤ u < 90 | 0 | 0 | 0 | 0 | 0 | 0
70 ≤ u < 80 | 0 | 0 | 0 | 0 | 0 | 0
40 ≤ u < 70 | 0 | 0 | 0 | 0 | 0 | 0
5 ≤ u < 40 | 0 | 0 | 0 | 0 | 0 | 0
u < 5 | 0 | 0 | 0 | 0 | 0 | 0
Total | 0 | 0 | 0 | 0 | 0 | 0
BICA01(PTA 1 BICAZU ARDELEAN)¦ meter SN:1009141000000590
Tensiune reziduală u% | Durata t ms |  |  |  |  | Total
| 10 < t ≤ 200 | 200 < t ≤ 500 | 500 < t ≤ 1000 | 1000 < t ≤ 5000 | 5000 < t ≤ 60000
80 ≤ u < 90 | 0 | 0 | 0 | 0 | 0 | 0
70 ≤ u < 80 | 0 | 0 | 0 | 0 | 0 | 0
40 ≤ u < 70 | 0 | 0 | 0 | 0 | 0 | 0
5 ≤ u < 40 | 0 | 0 | 0 | 0 | 0 | 0
u < 5 | 0 | 0 | 0 | 0 | 0 | 0
Total | 0 | 0 | 0 | 0 | 0 | 0
BICA02(PTA 2 BICAZU ARDELEAN)¦ meter SN:1009141000000583
Tensiune reziduală u% | Durata t ms |  |  |  |  | Total
| 10 < t ≤ 200 | 200 < t ≤ 500 | 500 < t ≤ 1000 | 1000 < t ≤ 5000 | 5000 < t ≤ 60000
80 ≤ u < 90 | 0 | 0 | 0 | 0 | 0 | 0
70 ≤ u < 80 | 0 | 0 | 0 | 0 | 0 | 0
40 ≤ u < 70 | 0 | 0 | 0 | 0 | 0 | 0
5 ≤ u < 40 | 0 | 0 | 0 | 0 | 0 | 0
u < 5 | 0 | 0 | 0 | 0 | 0 | 0
Total | 0 | 0 | 0 | 0 | 0 | 0
BICA03(PTA 3 BICAZU ARDELEAN)¦ meter SN:1009141000000663
Tensiune reziduală u% | Durata t ms |  |  |  |  | Total
| 10 < t ≤ 200 | 200 < t ≤ 500 | 500 < t ≤ 1000 | 1000 < t ≤ 5000 | 5000 < t ≤ 60000
80 ≤ u < 90 | 0 | 0 | 0 | 0 | 0 | 0
70 ≤ u < 80 | 0 | 0 | 0 | 0 | 0 | 0
40 ≤ u < 70 | 0 | 0 | 0 | 0 | 0 | 0
5 ≤ u < 40 | 0 | 0 | 0 | 0 | 0 | 0
u < 5 | 0 | 0 | 0 | 0 | 0 | 0
Total | 0 | 0 | 0 | 0 | 0 | 0
BICA04(PTA 4 BICAZU ARDELEAN)¦ meter SN:1009141000001077
Tensiune reziduală u% | Durata t ms |  |  |  |  | Total
| 10 < t ≤ 200 | 200 < t ≤ 500 | 500 < t ≤ 1000 | 1000 < t ≤ 5000 | 5000 < t ≤ 60000
80 ≤ u < 90 | 0 | 0 | 0 | 0 | 0 | 0
70 ≤ u < 80 | 0 | 0 | 0 | 0 | 0 | 0
40 ≤ u < 70 | 0 | 0 | 0 | 0 | 0 | 0
5 ≤ u < 40 | 0 | 0 | 0 | 0 | 0 | 0
u < 5 | 0 | 0 | 0 | 0 | 0 | 0
Total | 0 | 0 | 0 | 0 | 0 | 0
BICA05(PTA 5 BICAZU ARDELEAN)¦ meter SN:1009141000001090
Tensiune reziduală u% | Durata t ms |  |  |  |  | Total
| 10 < t ≤ 200 | 200 < t ≤ 500 | 500 < t ≤ 1000 | 1000 < t ≤ 5000 | 5000 < t ≤ 60000
80 ≤ u < 90 | 0 | 0 | 0 | 0 | 0 | 0
70 ≤ u < 80 | 0 | 0 | 0 | 0 | 0 | 0
40 ≤ u < 70 | 0 | 0 | 0 | 0 | 0 | 0
5 ≤ u < 40 | 0 | 0 | 0 | 0 | 0 | 0
u < 5 | 0 | 0 | 0 | 0 | 0 | 0
Total | 0 | 0 | 0 | 0 | 0 | 0
BICC01(PTA 1 BICAZ CHEI)¦ meter SN:1009141000001058
Tensiune reziduală u% | Durata t ms |  |  |  |  | Total
| 10 < t ≤ 200 | 200 < t ≤ 500 | 500 < t ≤ 1000 | 1000 < t ≤ 5000 | 5000 < t ≤ 60000
80 ≤ u < 90 | 0 | 0 | 0 | 0 | 0 | 0
70 ≤ u < 80 | 0 | 0 | 0 | 0 | 0 | 0
40 ≤ u < 70 | 0 | 0 | 0 | 0 | 0 | 0
5 ≤ u < 40 | 0 | 0 | 0 | 0 | 0 | 0
u < 5 | 0 | 0 | 0 | 0 | 0 | 0
Total | 0 | 0 | 0 | 0 | 0 | 0
BICC02(PTA 2 BICAZ CHEI)¦ meter SN:1009141000000621
Tensiune reziduală u% | Durata t ms |  |  |  |  | Total
| 10 < t ≤ 200 | 200 < t ≤ 500 | 500 < t ≤ 1000 | 1000 < t ≤ 5000 | 5000 < t ≤ 60000
80 ≤ u < 90 | 0 | 0 | 0 | 0 | 0 | 0
70 ≤ u < 80 | 0 | 0 | 0 | 0 | 0 | 0
40 ≤ u < 70 | 0 | 0 | 0 | 0 | 0 | 0
5 ≤ u < 40 | 0 | 0 | 0 | 0 | 0 | 0
u < 5 | 0 | 0 | 0 | 0 | 0 | 0
Total | 0 | 0 | 0 | 0 | 0 | 0
BICC03(PTA 3 BICAZ CHEI)¦ meter SN:1009141000001085
Tensiune reziduală u% | Durata t ms |  |  |  |  | Total
| 10 < t ≤ 200 | 200 < t ≤ 500 | 500 < t ≤ 1000 | 1000 < t ≤ 5000 | 5000 < t ≤ 60000
80 ≤ u < 90 | 0 | 0 | 0 | 0 | 0 | 0
70 ≤ u < 80 | 0 | 0 | 0 | 0 | 0 | 0
40 ≤ u < 70 | 0 | 0 | 0 | 0 | 0 | 0
5 ≤ u < 40 | 0 | 0 | 0 | 0 | 0 | 0
u < 5 | 0 | 0 | 0 | 0 | 0 | 0
Total | 0 | 0 | 0 | 0 | 0 | 0
BICC06(PTA 6 BICAZ CHEI)¦ meter SN:1009141000001129
Tensiune reziduală u% | Durata t ms |  |  |  |  | Total
| 10 < t ≤ 200 | 200 < t ≤ 500 | 500 < t ≤ 1000 | 1000 < t ≤ 5000 | 5000 < t ≤ 60000
80 ≤ u < 90 | 0 | 0 | 0 | 0 | 0 | 0
70 ≤ u < 80 | 0 | 0 | 0 | 0 | 0 | 0
40 ≤ u < 70 | 0 | 0 | 0 | 0 | 0 | 0
5 ≤ u < 40 | 0 | 0 | 0 | 0 | 0 | 0
u < 5 | 0 | 0 | 0 | 0 | 0 | 0
Total | 0 | 0 | 0 | 0 | 0 | 0
BICC07(PTA 7 BICAZ CHEI)¦ meter SN:1009141000000764
Tensiune reziduală u% | Durata t ms |  |  |  |  | Total
| 10 < t ≤ 200 | 200 < t ≤ 500 | 500 < t ≤ 1000 | 1000 < t ≤ 5000 | 5000 < t ≤ 60000
80 ≤ u < 90 | 0 | 0 | 0 | 0 | 0 | 0
70 ≤ u < 80 | 0 | 0 | 0 | 0 | 0 | 0
40 ≤ u < 70 | 0 | 0 | 0 | 0 | 0 | 0
5 ≤ u < 40 | 0 | 0 | 0 | 0 | 0 | 0
u < 5 | 0 | 0 | 0 | 0 | 0 | 0
Total | 0 | 0 | 0 | 0 | 0 | 0
BRTS01(PTA 1 BRATES)¦ meter SN:1009141000000421
Tensiune reziduală u% | Durata t ms |  |  |  |  | Total
| 10 < t ≤ 200 | 200 < t ≤ 500 | 500 < t ≤ 1000 | 1000 < t ≤ 5000 | 5000 < t ≤ 60000
80 ≤ u < 90 | 0 | 0 | 0 | 0 | 0 | 0
70 ≤ u < 80 | 0 | 0 | 0 | 0 | 0 | 0
40 ≤ u < 70 | 0 | 0 | 0 | 0 | 0 | 0
5 ≤ u < 40 | 0 | 0 | 0 | 0 | 0 | 0
u < 5 | 0 | 0 | 0 | 0 | 0 | 0
Total | 0 | 0 | 0 | 0 | 0 | 0
BRTS02(PTA 2 BRATES)¦ meter SN:1009141000000453
Tensiune reziduală u% | Durata t ms |  |  |  |  | Total
| 10 < t ≤ 200 | 200 < t ≤ 500 | 500 < t ≤ 1000 | 1000 < t ≤ 5000 | 5000 < t ≤ 60000
80 ≤ u < 90 | 0 | 0 | 0 | 0 | 0 | 0
70 ≤ u < 80 | 0 | 0 | 0 | 0 | 0 | 0
40 ≤ u < 70 | 0 | 0 | 0 | 0 | 0 | 0
5 ≤ u < 40 | 0 | 0 | 0 | 0 | 0 | 0
u < 5 | 0 | 0 | 0 | 0 | 0 | 0
Total | 0 | 0 | 0 | 0 | 0 | 0
BRTS04(PTA 4 BRATES)¦ meter SN:1009141000001054
Tensiune reziduală u% | Durata t ms |  |  |  |  | Total
| 10 < t ≤ 200 | 200 < t ≤ 500 | 500 < t ≤ 1000 | 1000 < t ≤ 5000 | 5000 < t ≤ 60000
80 ≤ u < 90 | 0 | 0 | 0 | 0 | 0 | 0
70 ≤ u < 80 | 0 | 0 | 0 | 0 | 0 | 0
40 ≤ u < 70 | 0 | 0 | 0 | 0 | 0 | 0
5 ≤ u < 40 | 0 | 0 | 0 | 0 | 0 | 0
u < 5 | 0 | 0 | 0 | 0 | 0 | 0
Total | 0 | 0 | 0 | 0 | 0 | 0
BRTS09(PT 9 BRATES)¦ meter SN:1009141000000802
Tensiune reziduală u% | Durata t ms |  |  |  |  | Total
| 10 < t ≤ 200 | 200 < t ≤ 500 | 500 < t ≤ 1000 | 1000 < t ≤ 5000 | 5000 < t ≤ 60000
80 ≤ u < 90 | 0 | 0 | 0 | 0 | 0 | 0
70 ≤ u < 80 | 0 | 0 | 0 | 0 | 0 | 0
40 ≤ u < 70 | 0 | 0 | 0 | 0 | 0 | 0
5 ≤ u < 40 | 0 | 0 | 0 | 0 | 0 | 0
u < 5 | 0 | 0 | 0 | 0 | 0 | 0
Total | 0 | 0 | 0 | 0 | 0 | 0
CAZC01(PTA 1 CAZACI)¦ meter SN:1009141000001057
Tensiune reziduală u% | Durata t ms |  |  |  |  | Total
| 10 < t ≤ 200 | 200 < t ≤ 500 | 500 < t ≤ 1000 | 1000 < t ≤ 5000 | 5000 < t ≤ 60000
80 ≤ u < 90 | 0 | 0 | 0 | 0 | 0 | 0
70 ≤ u < 80 | 0 | 0 | 0 | 0 | 0 | 0
40 ≤ u < 70 | 0 | 0 | 0 | 0 | 0 | 0
5 ≤ u < 40 | 0 | 0 | 0 | 0 | 0 | 0
u < 5 | 0 | 0 | 0 | 0 | 0 | 0
Total | 0 | 0 | 0 | 0 | 0 | 0
CAZC02(PTA 2 CAZACI)¦ meter SN:1009141000000594
Tensiune reziduală u% | Durata t ms |  |  |  |  | Total
| 10 < t ≤ 200 | 200 < t ≤ 500 | 500 < t ≤ 1000 | 1000 < t ≤ 5000 | 5000 < t ≤ 60000
80 ≤ u < 90 | 0 | 0 | 0 | 0 | 0 | 0
70 ≤ u < 80 | 0 | 0 | 0 | 0 | 0 | 0
40 ≤ u < 70 | 0 | 0 | 0 | 0 | 0 | 0
5 ≤ u < 40 | 0 | 0 | 0 | 0 | 0 | 0
u < 5 | 0 | 0 | 0 | 0 | 0 | 0
Total | 0 | 0 | 0 | 0 | 0 | 0
CAZC06(PTA 6 CAZACI)¦ meter SN:1009151000002279
Tensiune reziduală u% | Durata t ms |  |  |  |  | Total
| 10 < t ≤ 200 | 200 < t ≤ 500 | 500 < t ≤ 1000 | 1000 < t ≤ 5000 | 5000 < t ≤ 60000
80 ≤ u < 90 | 0 | 0 | 0 | 0 | 0 | 0
70 ≤ u < 80 | 0 | 0 | 0 | 0 | 0 | 0
40 ≤ u < 70 | 0 | 0 | 0 | 0 | 0 | 0
5 ≤ u < 40 | 0 | 0 | 0 | 0 | 0 | 0
u < 5 | 0 | 0 | 0 | 0 | 0 | 0
Total | 0 | 0 | 0 | 0 | 0 | 0
CAZC07(PTA 7 CAZACI)¦ meter SN:1009151000002228
Tensiune reziduală u% | Durata t ms |  |  |  |  | Total
| 10 < t ≤ 200 | 200 < t ≤ 500 | 500 < t ≤ 1000 | 1000 < t ≤ 5000 | 5000 < t ≤ 60000
80 ≤ u < 90 | 0 | 0 | 0 | 0 | 0 | 0
70 ≤ u < 80 | 0 | 0 | 0 | 0 | 0 | 0
40 ≤ u < 70 | 0 | 0 | 0 | 0 | 0 | 0
5 ≤ u < 40 | 0 | 0 | 0 | 0 | 0 | 0
u < 5 | 0 | 0 | 0 | 0 | 0 | 0
Total | 0 | 0 | 0 | 0 | 0 | 0
DAMU01(PTA 1 DAMUC)¦ meter SN:1009151000002366
Tensiune reziduală u% | Durata t ms |  |  |  |  | Total
| 10 < t ≤ 200 | 200 < t ≤ 500 | 500 < t ≤ 1000 | 1000 < t ≤ 5000 | 5000 < t ≤ 60000
80 ≤ u < 90 | 0 | 0 | 0 | 0 | 0 | 0
70 ≤ u < 80 | 0 | 0 | 0 | 0 | 0 | 0
40 ≤ u < 70 | 0 | 0 | 0 | 0 | 0 | 0
5 ≤ u < 40 | 0 | 0 | 0 | 0 | 0 | 0
u < 5 | 0 | 0 | 0 | 0 | 0 | 0
Total | 0 | 0 | 0 | 0 | 0 | 0
DAMU02(PTA 2 DAMUC)¦ meter SN:1009151000002745
Tensiune reziduală u% | Durata t ms |  |  |  |  | Total
| 10 < t ≤ 200 | 200 < t ≤ 500 | 500 < t ≤ 1000 | 1000 < t ≤ 5000 | 5000 < t ≤ 60000
80 ≤ u < 90 | 0 | 0 | 0 | 0 | 0 | 0
70 ≤ u < 80 | 0 | 0 | 0 | 0 | 0 | 0
40 ≤ u < 70 | 0 | 0 | 0 | 0 | 0 | 0
5 ≤ u < 40 | 0 | 0 | 0 | 0 | 0 | 0
u < 5 | 0 | 0 | 0 | 0 | 0 | 0
Total | 0 | 0 | 0 | 0 | 0 | 0
DAMU03(PTA 3 DAMUC)¦ meter SN:1009151000002152
Tensiune reziduală u% | Durata t ms |  |  |  |  | Total
| 10 < t ≤ 200 | 200 < t ≤ 500 | 500 < t ≤ 1000 | 1000 < t ≤ 5000 | 5000 < t ≤ 60000
80 ≤ u < 90 | 0 | 0 | 0 | 0 | 0 | 0
70 ≤ u < 80 | 0 | 0 | 0 | 0 | 0 | 0
40 ≤ u < 70 | 0 | 0 | 0 | 0 | 0 | 0
5 ≤ u < 40 | 0 | 0 | 0 | 0 | 0 | 0
u < 5 | 0 | 0 | 0 | 0 | 0 | 0
Total | 0 | 0 | 0 | 0 | 0 | 0
DAMU04(PTA 4 DAMUC)¦ meter SN:1009151000002183
Tensiune reziduală u% | Durata t ms |  |  |  |  | Total
| 10 < t ≤ 200 | 200 < t ≤ 500 | 500 < t ≤ 1000 | 1000 < t ≤ 5000 | 5000 < t ≤ 60000
80 ≤ u < 90 | 0 | 0 | 0 | 0 | 0 | 0
70 ≤ u < 80 | 0 | 0 | 0 | 0 | 0 | 0
40 ≤ u < 70 | 0 | 0 | 0 | 0 | 0 | 0
5 ≤ u < 40 | 0 | 0 | 0 | 0 | 0 | 0
u < 5 | 0 | 0 | 0 | 0 | 0 | 0
Total | 0 | 0 | 0 | 0 | 0 | 0
DAMU08(PTA 8 DAMUC)¦ meter SN:1009151000002522
Tensiune reziduală u% | Durata t ms |  |  |  |  | Total
| 10 < t ≤ 200 | 200 < t ≤ 500 | 500 < t ≤ 1000 | 1000 < t ≤ 5000 | 5000 < t ≤ 60000
80 ≤ u < 90 | 0 | 0 | 0 | 0 | 0 | 0
70 ≤ u < 80 | 0 | 0 | 0 | 0 | 0 | 0
40 ≤ u < 70 | 0 | 0 | 0 | 0 | 0 | 0
5 ≤ u < 40 | 0 | 0 | 0 | 0 | 0 | 0
u < 5 | 0 | 0 | 0 | 0 | 0 | 0
Total | 0 | 0 | 0 | 0 | 0 | 0
DAMU09(PTA 9 DAMUC)¦ meter SN:1009151000001679
Tensiune reziduală u% | Durata t ms |  |  |  |  | Total
| 10 < t ≤ 200 | 200 < t ≤ 500 | 500 < t ≤ 1000 | 1000 < t ≤ 5000 | 5000 < t ≤ 60000
80 ≤ u < 90 | 0 | 0 | 0 | 0 | 0 | 0
70 ≤ u < 80 | 0 | 0 | 0 | 0 | 0 | 0
40 ≤ u < 70 | 0 | 0 | 0 | 0 | 0 | 0
5 ≤ u < 40 | 0 | 0 | 0 | 0 | 0 | 0
u < 5 | 0 | 0 | 0 | 0 | 0 | 0
Total | 0 | 0 | 0 | 0 | 0 | 0
GHRM01(PTA 1 GHERMAN)¦ meter SN:1009141000000708
Tensiune reziduală u% | Durata t ms |  |  |  |  | Total
| 10 < t ≤ 200 | 200 < t ≤ 500 | 500 < t ≤ 1000 | 1000 < t ≤ 5000 | 5000 < t ≤ 60000
80 ≤ u < 90 | 0 | 0 | 0 | 0 | 0 | 0
70 ≤ u < 80 | 0 | 0 | 0 | 0 | 0 | 0
40 ≤ u < 70 | 0 | 0 | 0 | 0 | 0 | 0
5 ≤ u < 40 | 0 | 0 | 0 | 0 | 0 | 0
u < 5 | 0 | 0 | 0 | 0 | 0 | 0
Total | 0 | 0 | 0 | 0 | 0 | 0
GHRM02(PTA 2 GHERMAN)¦ meter SN:1009141000001050
Tensiune reziduală u% | Durata t ms |  |  |  |  | Total
| 10 < t ≤ 200 | 200 < t ≤ 500 | 500 < t ≤ 1000 | 1000 < t ≤ 5000 | 5000 < t ≤ 60000
80 ≤ u < 90 | 0 | 0 | 0 | 0 | 0 | 0
70 ≤ u < 80 | 0 | 0 | 0 | 0 | 0 | 0
40 ≤ u < 70 | 0 | 0 | 0 | 0 | 0 | 0
5 ≤ u < 40 | 0 | 0 | 0 | 0 | 0 | 0
u < 5 | 0 | 0 | 0 | 0 | 0 | 0
Total | 0 | 0 | 0 | 0 | 0 | 0
GHRM05(PTA 5 GHERMAN)¦ meter SN:1009141000001051
Tensiune reziduală u% | Durata t ms |  |  |  |  | Total
| 10 < t ≤ 200 | 200 < t ≤ 500 | 500 < t ≤ 1000 | 1000 < t ≤ 5000 | 5000 < t ≤ 60000
80 ≤ u < 90 | 0 | 0 | 0 | 0 | 0 | 0
70 ≤ u < 80 | 0 | 0 | 0 | 0 | 0 | 0
40 ≤ u < 70 | 0 | 0 | 0 | 0 | 0 | 0
5 ≤ u < 40 | 0 | 0 | 0 | 0 | 0 | 0
u < 5 | 0 | 0 | 0 | 0 | 0 | 0
Total | 0 | 0 | 0 | 0 | 0 | 0
HUIS01(PTA 1 HUISUREZ)¦ meter SN:1009151000001716
Tensiune reziduală u% | Durata t ms |  |  |  |  | Total
| 10 < t ≤ 200 | 200 < t ≤ 500 | 500 < t ≤ 1000 | 1000 < t ≤ 5000 | 5000 < t ≤ 60000
80 ≤ u < 90 | 0 | 0 | 0 | 0 | 0 | 0
70 ≤ u < 80 | 0 | 0 | 0 | 0 | 0 | 0
40 ≤ u < 70 | 0 | 0 | 0 | 0 | 0 | 0
5 ≤ u < 40 | 0 | 0 | 0 | 0 | 0 | 0
u < 5 | 0 | 0 | 0 | 0 | 0 | 0
Total | 0 | 0 | 0 | 0 | 0 | 0
HUIS02(PTA 2 HUISUREZ)¦ meter SN:1009151000001698
Tensiune reziduală u% | Durata t ms |  |  |  |  | Total
| 10 < t ≤ 200 | 200 < t ≤ 500 | 500 < t ≤ 1000 | 1000 < t ≤ 5000 | 5000 < t ≤ 60000
80 ≤ u < 90 | 0 | 0 | 0 | 0 | 0 | 0
70 ≤ u < 80 | 0 | 0 | 0 | 0 | 0 | 0
40 ≤ u < 70 | 0 | 0 | 0 | 0 | 0 | 0
5 ≤ u < 40 | 0 | 0 | 0 | 0 | 0 | 0
u < 5 | 0 | 0 | 0 | 0 | 0 | 0
Total | 0 | 0 | 0 | 0 | 0 | 0
HUIS04(PTA 4 HUISUREZ)¦ meter SN:1009151000001732
Tensiune reziduală u% | Durata t ms |  |  |  |  | Total
| 10 < t ≤ 200 | 200 < t ≤ 500 | 500 < t ≤ 1000 | 1000 < t ≤ 5000 | 5000 < t ≤ 60000
80 ≤ u < 90 | 0 | 0 | 0 | 0 | 0 | 0
70 ≤ u < 80 | 0 | 0 | 0 | 0 | 0 | 0
40 ≤ u < 70 | 0 | 0 | 0 | 0 | 0 | 0
5 ≤ u < 40 | 0 | 0 | 0 | 0 | 0 | 0
u < 5 | 0 | 0 | 0 | 0 | 0 | 0
Total | 0 | 0 | 0 | 0 | 0 | 0
HUIS05(PTA 5 HUISUREZ)¦ meter SN:1009151000001728
Tensiune reziduală u% | Durata t ms |  |  |  |  | Total
| 10 < t ≤ 200 | 200 < t ≤ 500 | 500 < t ≤ 1000 | 1000 < t ≤ 5000 | 5000 < t ≤ 60000
80 ≤ u < 90 | 0 | 0 | 0 | 0 | 0 | 0
70 ≤ u < 80 | 0 | 0 | 0 | 0 | 0 | 0
40 ≤ u < 70 | 0 | 0 | 0 | 0 | 0 | 0
5 ≤ u < 40 | 0 | 0 | 0 | 0 | 0 | 0
u < 5 | 0 | 0 | 0 | 0 | 0 | 0
Total | 0 | 0 | 0 | 0 | 0 | 0
IVAB01(PTA 1 IVANES)¦ meter SN:1009141000000572
Tensiune reziduală u% | Durata t ms |  |  |  |  | Total
| 10 < t ≤ 200 | 200 < t ≤ 500 | 500 < t ≤ 1000 | 1000 < t ≤ 5000 | 5000 < t ≤ 60000
80 ≤ u < 90 | 0 | 0 | 0 | 0 | 0 | 0
70 ≤ u < 80 | 0 | 0 | 0 | 0 | 0 | 0
40 ≤ u < 70 | 0 | 0 | 0 | 0 | 0 | 0
5 ≤ u < 40 | 0 | 0 | 0 | 0 | 0 | 0
u < 5 | 0 | 0 | 0 | 0 | 0 | 0
Total | 0 | 0 | 0 | 0 | 0 | 0
IVAB02(PTA 2 IVANES)¦ meter SN:1009141000000971
Tensiune reziduală u% | Durata t ms |  |  |  |  | Total
| 10 < t ≤ 200 | 200 < t ≤ 500 | 500 < t ≤ 1000 | 1000 < t ≤ 5000 | 5000 < t ≤ 60000
80 ≤ u < 90 | 0 | 0 | 0 | 0 | 0 | 0
70 ≤ u < 80 | 0 | 0 | 0 | 0 | 0 | 0
40 ≤ u < 70 | 0 | 0 | 0 | 0 | 0 | 0
5 ≤ u < 40 | 0 | 0 | 0 | 0 | 0 | 0
u < 5 | 0 | 0 | 0 | 0 | 0 | 0
Total | 0 | 0 | 0 | 0 | 0 | 0
IVAB05(PTA 5 IVANES)¦ meter SN:1009141000001040
Tensiune reziduală u% | Durata t ms |  |  |  |  | Total
| 10 < t ≤ 200 | 200 < t ≤ 500 | 500 < t ≤ 1000 | 1000 < t ≤ 5000 | 5000 < t ≤ 60000
80 ≤ u < 90 | 0 | 0 | 0 | 0 | 0 | 0
70 ≤ u < 80 | 0 | 0 | 0 | 0 | 0 | 0
40 ≤ u < 70 | 0 | 0 | 0 | 0 | 0 | 0
5 ≤ u < 40 | 0 | 0 | 0 | 0 | 0 | 0
u < 5 | 0 | 0 | 0 | 0 | 0 | 0
Total | 0 | 0 | 0 | 0 | 0 | 0
IZVA01(PTA 1 IZVORU ALB)¦ meter SN:1009151000002218
Tensiune reziduală u% | Durata t ms |  |  |  |  | Total
| 10 < t ≤ 200 | 200 < t ≤ 500 | 500 < t ≤ 1000 | 1000 < t ≤ 5000 | 5000 < t ≤ 60000
80 ≤ u < 90 | 0 | 0 | 0 | 0 | 0 | 0
70 ≤ u < 80 | 0 | 0 | 0 | 0 | 0 | 0
40 ≤ u < 70 | 0 | 0 | 0 | 0 | 0 | 0
5 ≤ u < 40 | 0 | 0 | 0 | 0 | 0 | 0
u < 5 | 0 | 0 | 0 | 0 | 0 | 0
Total | 0 | 0 | 0 | 0 | 0 | 0
IZVA04(PTA 4 IZVORU ALB)¦ meter SN:1009151000002221
Tensiune reziduală u% | Durata t ms |  |  |  |  | Total
| 10 < t ≤ 200 | 200 < t ≤ 500 | 500 < t ≤ 1000 | 1000 < t ≤ 5000 | 5000 < t ≤ 60000
80 ≤ u < 90 | 0 | 0 | 0 | 0 | 0 | 0
70 ≤ u < 80 | 0 | 0 | 0 | 0 | 0 | 0
40 ≤ u < 70 | 0 | 0 | 0 | 0 | 0 | 0
5 ≤ u < 40 | 0 | 0 | 0 | 0 | 0 | 0
u < 5 | 0 | 0 | 0 | 0 | 0 | 0
Total | 0 | 0 | 0 | 0 | 0 | 0
IZVA05(PTA 5 IZVORU ALB)¦ meter SN:1009151000002523
Tensiune reziduală u% | Durata t ms |  |  |  |  | Total
| 10 < t ≤ 200 | 200 < t ≤ 500 | 500 < t ≤ 1000 | 1000 < t ≤ 5000 | 5000 < t ≤ 60000
80 ≤ u < 90 | 0 | 0 | 0 | 0 | 0 | 0
70 ≤ u < 80 | 0 | 0 | 0 | 0 | 0 | 0
40 ≤ u < 70 | 0 | 0 | 0 | 0 | 0 | 0
5 ≤ u < 40 | 0 | 0 | 0 | 0 | 0 | 0
u < 5 | 0 | 0 | 0 | 0 | 0 | 0
Total | 0 | 0 | 0 | 0 | 0 | 0
SECB01(PTA 1 SECU)¦ meter SN:1009151000002219
Tensiune reziduală u% | Durata t ms |  |  |  |  | Total
| 10 < t ≤ 200 | 200 < t ≤ 500 | 500 < t ≤ 1000 | 1000 < t ≤ 5000 | 5000 < t ≤ 60000
80 ≤ u < 90 | 0 | 0 | 0 | 0 | 0 | 0
70 ≤ u < 80 | 0 | 0 | 0 | 0 | 0 | 0
40 ≤ u < 70 | 0 | 0 | 0 | 0 | 0 | 0
5 ≤ u < 40 | 0 | 0 | 0 | 0 | 0 | 0
u < 5 | 0 | 0 | 0 | 0 | 0 | 0
Total | 0 | 0 | 0 | 0 | 0 | 0
SRJA01(PTA 1 STRAJA)¦ meter SN:1009151000002368
Tensiune reziduală u% | Durata t ms |  |  |  |  | Total
| 10 < t ≤ 200 | 200 < t ≤ 500 | 500 < t ≤ 1000 | 1000 < t ≤ 5000 | 5000 < t ≤ 60000
80 ≤ u < 90 | 0 | 0 | 0 | 0 | 0 | 0
70 ≤ u < 80 | 0 | 0 | 0 | 0 | 0 | 0
40 ≤ u < 70 | 0 | 0 | 0 | 0 | 0 | 0
5 ≤ u < 40 | 0 | 0 | 0 | 0 | 0 | 0
u < 5 | 0 | 0 | 0 | 0 | 0 | 0
Total | 0 | 0 | 0 | 0 | 0 | 0
SRJA02(PTA 2 STRAJA)¦ meter SN:1009151000002363
Tensiune reziduală u% | Durata t ms |  |  |  |  | Total
| 10 < t ≤ 200 | 200 < t ≤ 500 | 500 < t ≤ 1000 | 1000 < t ≤ 5000 | 5000 < t ≤ 60000
80 ≤ u < 90 | 0 | 0 | 0 | 0 | 0 | 0
70 ≤ u < 80 | 0 | 0 | 0 | 0 | 0 | 0
40 ≤ u < 70 | 0 | 0 | 0 | 0 | 0 | 0
5 ≤ u < 40 | 0 | 0 | 0 | 0 | 0 | 0
u < 5 | 0 | 0 | 0 | 0 | 0 | 0
Total | 0 | 0 | 0 | 0 | 0 | 0
SRJA05(PT 5 STRAJA)¦ meter SN:1009151000002628
Tensiune reziduală u% | Durata t ms |  |  |  |  | Total
| 10 < t ≤ 200 | 200 < t ≤ 500 | 500 < t ≤ 1000 | 1000 < t ≤ 5000 | 5000 < t ≤ 60000
80 ≤ u < 90 | 0 | 0 | 0 | 0 | 0 | 0
70 ≤ u < 80 | 0 | 0 | 0 | 0 | 0 | 0
40 ≤ u < 70 | 0 | 0 | 0 | 0 | 0 | 0
5 ≤ u < 40 | 0 | 0 | 0 | 0 | 0 | 0
u < 5 | 0 | 0 | 0 | 0 | 0 | 0
Total | 0 | 0 | 0 | 0 | 0 | 0
STEP01(PTA 1 STEJARU DODENI)¦ meter SN:1009151000002728
Tensiune reziduală u% | Durata t ms |  |  |  |  | Total
| 10 < t ≤ 200 | 200 < t ≤ 500 | 500 < t ≤ 1000 | 1000 < t ≤ 5000 | 5000 < t ≤ 60000
80 ≤ u < 90 | 0 | 0 | 0 | 0 | 0 | 0
70 ≤ u < 80 | 0 | 0 | 0 | 0 | 0 | 0
40 ≤ u < 70 | 0 | 0 | 0 | 0 | 0 | 0
5 ≤ u < 40 | 0 | 0 | 0 | 0 | 0 | 0
u < 5 | 0 | 0 | 0 | 0 | 0 | 0
Total | 0 | 0 | 0 | 0 | 0 | 0
STEP02(PTS 2 STEJARU)¦ meter SN:1009151000002303
Tensiune reziduală u% | Durata t ms |  |  |  |  | Total
| 10 < t ≤ 200 | 200 < t ≤ 500 | 500 < t ≤ 1000 | 1000 < t ≤ 5000 | 5000 < t ≤ 60000
80 ≤ u < 90 | 0 | 0 | 0 | 0 | 0 | 0
70 ≤ u < 80 | 0 | 0 | 0 | 0 | 0 | 0
40 ≤ u < 70 | 0 | 0 | 0 | 0 | 0 | 0
5 ≤ u < 40 | 0 | 0 | 0 | 0 | 0 | 0
u < 5 | 0 | 0 | 0 | 0 | 0 | 0
Total | 0 | 0 | 0 | 0 | 0 | 0
TARC02(PTA 2 TARCAU)¦ meter SN:1009151000002187
Tensiune reziduală u% | Durata t ms |  |  |  |  | Total
| 10 < t ≤ 200 | 200 < t ≤ 500 | 500 < t ≤ 1000 | 1000 < t ≤ 5000 | 5000 < t ≤ 60000
80 ≤ u < 90 | 0 | 0 | 0 | 0 | 0 | 0
70 ≤ u < 80 | 0 | 0 | 0 | 0 | 0 | 0
40 ≤ u < 70 | 0 | 0 | 0 | 0 | 0 | 0
5 ≤ u < 40 | 0 | 0 | 0 | 0 | 0 | 0
u < 5 | 0 | 0 | 0 | 0 | 0 | 0
Total | 0 | 0 | 0 | 0 | 0 | 0
TARC03(PTA 3 TARCAU)¦ meter SN:1009151000002802
Tensiune reziduală u% | Durata t ms |  |  |  |  | Total
| 10 < t ≤ 200 | 200 < t ≤ 500 | 500 < t ≤ 1000 | 1000 < t ≤ 5000 | 5000 < t ≤ 60000
80 ≤ u < 90 | 0 | 0 | 0 | 0 | 0 | 0
70 ≤ u < 80 | 0 | 0 | 0 | 0 | 0 | 0
40 ≤ u < 70 | 0 | 0 | 0 | 0 | 0 | 0
5 ≤ u < 40 | 0 | 0 | 0 | 0 | 0 | 0
u < 5 | 0 | 0 | 0 | 0 | 0 | 0
Total | 0 | 0 | 0 | 0 | 0 | 0
TARC05(PTA 5 TARCAU)¦ meter SN:1009151000002148
Tensiune reziduală u% | Durata t ms |  |  |  |  | Total
| 10 < t ≤ 200 | 200 < t ≤ 500 | 500 < t ≤ 1000 | 1000 < t ≤ 5000 | 5000 < t ≤ 60000
80 ≤ u < 90 | 0 | 0 | 0 | 0 | 0 | 0
70 ≤ u < 80 | 0 | 0 | 0 | 0 | 0 | 0
40 ≤ u < 70 | 0 | 0 | 0 | 0 | 0 | 0
5 ≤ u < 40 | 0 | 0 | 0 | 0 | 0 | 0
u < 5 | 0 | 0 | 0 | 0 | 0 | 0
Total | 0 | 0 | 0 | 0 | 0 | 0
TARC06(PTA 6 TARCAU)¦ meter SN:1009151000002154
Tensiune reziduală u% | Durata t ms |  |  |  |  | Total
| 10 < t ≤ 200 | 200 < t ≤ 500 | 500 < t ≤ 1000 | 1000 < t ≤ 5000 | 5000 < t ≤ 60000
80 ≤ u < 90 | 0 | 0 | 0 | 0 | 0 | 0
70 ≤ u < 80 | 0 | 0 | 0 | 0 | 0 | 0
40 ≤ u < 70 | 0 | 0 | 0 | 0 | 0 | 0
5 ≤ u < 40 | 0 | 0 | 0 | 0 | 0 | 0
u < 5 | 0 | 0 | 0 | 0 | 0 | 0
Total | 0 | 0 | 0 | 0 | 0 | 0
TARC09(PTA 9 TARCAU)¦ meter SN:1009151000002212
Tensiune reziduală u% | Durata t ms |  |  |  |  | Total
| 10 < t ≤ 200 | 200 < t ≤ 500 | 500 < t ≤ 1000 | 1000 < t ≤ 5000 | 5000 < t ≤ 60000
80 ≤ u < 90 | 0 | 0 | 0 | 0 | 0 | 0
70 ≤ u < 80 | 0 | 0 | 0 | 0 | 0 | 0
40 ≤ u < 70 | 0 | 0 | 0 | 0 | 0 | 0
5 ≤ u < 40 | 0 | 0 | 0 | 0 | 0 | 0
u < 5 | 0 | 0 | 0 | 0 | 0 | 0
Total | 0 | 0 | 0 | 0 | 0 | 0
TARC10(PT 10 TARCAU)¦ meter SN:1009151000002800
Tensiune reziduală u% | Durata t ms |  |  |  |  | Total
| 10 < t ≤ 200 | 200 < t ≤ 500 | 500 < t ≤ 1000 | 1000 < t ≤ 5000 | 5000 < t ≤ 60000
80 ≤ u < 90 | 0 | 0 | 0 | 0 | 0 | 0
70 ≤ u < 80 | 0 | 0 | 0 | 0 | 0 | 0
40 ≤ u < 70 | 0 | 0 | 0 | 0 | 0 | 0
5 ≤ u < 40 | 0 | 0 | 0 | 0 | 0 | 0
u < 5 | 0 | 0 | 0 | 0 | 0 | 0
Total | 0 | 0 | 0 | 0 | 0 | 0
TASC01(PTA 1 TASCA)¦ meter SN:1009151000002311
Tensiune reziduală u% | Durata t ms |  |  |  |  | Total
| 10 < t ≤ 200 | 200 < t ≤ 500 | 500 < t ≤ 1000 | 1000 < t ≤ 5000 | 5000 < t ≤ 60000
80 ≤ u < 90 | 0 | 0 | 0 | 0 | 0 | 0
70 ≤ u < 80 | 0 | 0 | 0 | 0 | 0 | 0
40 ≤ u < 70 | 0 | 0 | 0 | 0 | 0 | 0
5 ≤ u < 40 | 0 | 0 | 0 | 0 | 0 | 0
u < 5 | 0 | 0 | 0 | 0 | 0 | 0
Total | 0 | 0 | 0 | 0 | 0 | 0
TASC02(PTA 2 TASCA)¦ meter SN:1009141000000138
Tensiune reziduală u% | Durata t ms |  |  |  |  | Total
| 10 < t ≤ 200 | 200 < t ≤ 500 | 500 < t ≤ 1000 | 1000 < t ≤ 5000 | 5000 < t ≤ 60000
80 ≤ u < 90 | 0 | 0 | 0 | 0 | 0 | 0
70 ≤ u < 80 | 0 | 0 | 0 | 0 | 0 | 0
40 ≤ u < 70 | 0 | 0 | 0 | 0 | 0 | 0
5 ≤ u < 40 | 0 | 0 | 0 | 0 | 0 | 0
u < 5 | 0 | 0 | 0 | 0 | 0 | 0
Total | 0 | 0 | 0 | 0 | 0 | 0
TASC03(PTZ 3 TASCA)¦ meter SN:1009151000002349
Tensiune reziduală u% | Durata t ms |  |  |  |  | Total
| 10 < t ≤ 200 | 200 < t ≤ 500 | 500 < t ≤ 1000 | 1000 < t ≤ 5000 | 5000 < t ≤ 60000
80 ≤ u < 90 | 0 | 0 | 0 | 0 | 0 | 0
70 ≤ u < 80 | 0 | 0 | 0 | 0 | 0 | 0
40 ≤ u < 70 | 0 | 0 | 0 | 0 | 0 | 0
5 ≤ u < 40 | 0 | 0 | 0 | 0 | 0 | 0
u < 5 | 0 | 0 | 0 | 0 | 0 | 0
Total | 0 | 0 | 0 | 0 | 0 | 0
TASC05(PTA 5 TASCA)¦ meter SN:1009141000000071
Tensiune reziduală u% | Durata t ms |  |  |  |  | Total
| 10 < t ≤ 200 | 200 < t ≤ 500 | 500 < t ≤ 1000 | 1000 < t ≤ 5000 | 5000 < t ≤ 60000
80 ≤ u < 90 | 0 | 0 | 0 | 0 | 0 | 0
70 ≤ u < 80 | 0 | 0 | 0 | 0 | 0 | 0
40 ≤ u < 70 | 0 | 0 | 0 | 0 | 0 | 0
5 ≤ u < 40 | 0 | 0 | 0 | 0 | 0 | 0
u < 5 | 0 | 0 | 0 | 0 | 0 | 0
Total | 0 | 0 | 0 | 0 | 0 | 0
TASC06(PTA 6 TASCA)¦ meter SN:1009141000000376
Tensiune reziduală u% | Durata t ms |  |  |  |  | Total
| 10 < t ≤ 200 | 200 < t ≤ 500 | 500 < t ≤ 1000 | 1000 < t ≤ 5000 | 5000 < t ≤ 60000
80 ≤ u < 90 | 0 | 0 | 0 | 0 | 0 | 0
70 ≤ u < 80 | 0 | 0 | 0 | 0 | 0 | 0
40 ≤ u < 70 | 0 | 0 | 0 | 0 | 0 | 0
5 ≤ u < 40 | 0 | 0 | 0 | 0 | 0 | 0
u < 5 | 0 | 0 | 0 | 0 | 0 | 0
Total | 0 | 0 | 0 | 0 | 0 | 0
TASC07(PTA 7 TASCA)¦ meter SN:1009151000002662
Tensiune reziduală u% | Durata t ms |  |  |  |  | Total
| 10 < t ≤ 200 | 200 < t ≤ 500 | 500 < t ≤ 1000 | 1000 < t ≤ 5000 | 5000 < t ≤ 60000
80 ≤ u < 90 | 0 | 0 | 0 | 0 | 0 | 0
70 ≤ u < 80 | 0 | 0 | 0 | 0 | 0 | 0
40 ≤ u < 70 | 0 | 0 | 0 | 0 | 0 | 0
5 ≤ u < 40 | 0 | 0 | 0 | 0 | 0 | 0
u < 5 | 0 | 0 | 0 | 0 | 0 | 0
Total | 0 | 0 | 0 | 0 | 0 | 0
TELC01(PTA 1 TELEC)¦ meter SN:1009141000001093
Tensiune reziduală u% | Durata t ms |  |  |  |  | Total
| 10 < t ≤ 200 | 200 < t ≤ 500 | 500 < t ≤ 1000 | 1000 < t ≤ 5000 | 5000 < t ≤ 60000
80 ≤ u < 90 | 0 | 0 | 0 | 0 | 0 | 0
70 ≤ u < 80 | 0 | 0 | 0 | 0 | 0 | 0
40 ≤ u < 70 | 0 | 0 | 0 | 0 | 0 | 0
5 ≤ u < 40 | 0 | 0 | 0 | 0 | 0 | 0
u < 5 | 0 | 0 | 0 | 0 | 0 | 0
Total | 0 | 0 | 0 | 0 | 0 | 0
TELC02(PTA 2 TELEC)¦ meter SN:1009141000000675
Tensiune reziduală u% | Durata t ms |  |  |  |  | Total
| 10 < t ≤ 200 | 200 < t ≤ 500 | 500 < t ≤ 1000 | 1000 < t ≤ 5000 | 5000 < t ≤ 60000
80 ≤ u < 90 | 0 | 0 | 0 | 0 | 0 | 0
70 ≤ u < 80 | 0 | 0 | 0 | 0 | 0 | 0
40 ≤ u < 70 | 0 | 0 | 0 | 0 | 0 | 0
5 ≤ u < 40 | 0 | 0 | 0 | 0 | 0 | 0
u < 5 | 0 | 0 | 0 | 0 | 0 | 0
Total | 0 | 0 | 0 | 0 | 0 | 0
TELC03(PTA 3 TELEC)¦ meter SN:1009141000001003
Tensiune reziduală u% | Durata t ms |  |  |  |  | Total
| 10 < t ≤ 200 | 200 < t ≤ 500 | 500 < t ≤ 1000 | 1000 < t ≤ 5000 | 5000 < t ≤ 60000
80 ≤ u < 90 | 0 | 0 | 0 | 0 | 0 | 0
70 ≤ u < 80 | 0 | 0 | 0 | 0 | 0 | 0
40 ≤ u < 70 | 0 | 0 | 0 | 0 | 0 | 0
5 ≤ u < 40 | 0 | 0 | 0 | 0 | 0 | 0
u < 5 | 0 | 0 | 0 | 0 | 0 | 0
Total | 0 | 0 | 0 | 0 | 0 | 0
TELC04(PTA 4 TELEC)¦ meter SN:1009151000002797
Tensiune reziduală u% | Durata t ms |  |  |  |  | Total
| 10 < t ≤ 200 | 200 < t ≤ 500 | 500 < t ≤ 1000 | 1000 < t ≤ 5000 | 5000 < t ≤ 60000
80 ≤ u < 90 | 0 | 0 | 0 | 0 | 0 | 0
70 ≤ u < 80 | 0 | 0 | 0 | 0 | 0 | 0
40 ≤ u < 70 | 0 | 0 | 0 | 0 | 0 | 0
5 ≤ u < 40 | 0 | 0 | 0 | 0 | 0 | 0
u < 5 | 0 | 0 | 0 | 0 | 0 | 0
Total | 0 | 0 | 0 | 0 | 0 | 0
TELC06(PTS 6 TELEC)¦ meter SN:1009141000000524
Tensiune reziduală u% | Durata t ms |  |  |  |  | Total
| 10 < t ≤ 200 | 200 < t ≤ 500 | 500 < t ≤ 1000 | 1000 < t ≤ 5000 | 5000 < t ≤ 60000
80 ≤ u < 90 | 0 | 0 | 0 | 0 | 0 | 0
70 ≤ u < 80 | 0 | 0 | 0 | 0 | 0 | 0
40 ≤ u < 70 | 0 | 0 | 0 | 0 | 0 | 0
5 ≤ u < 40 | 0 | 0 | 0 | 0 | 0 | 0
u < 5 | 0 | 0 | 0 | 0 | 0 | 0
Total | 0 | 0 | 0 | 0 | 0 | 0
TELC07(PTA 7 TELEC)¦ meter SN:1009141000000622
Tensiune reziduală u% | Durata t ms |  |  |  |  | Total
| 10 < t ≤ 200 | 200 < t ≤ 500 | 500 < t ≤ 1000 | 1000 < t ≤ 5000 | 5000 < t ≤ 60000
80 ≤ u < 90 | 0 | 0 | 0 | 0 | 0 | 0
70 ≤ u < 80 | 0 | 0 | 0 | 0 | 0 | 0
40 ≤ u < 70 | 0 | 0 | 0 | 0 | 0 | 0
5 ≤ u < 40 | 0 | 0 | 0 | 0 | 0 | 0
u < 5 | 0 | 0 | 0 | 0 | 0 | 0
Total | 0 | 0 | 0 | 0 | 0 | 0
TELC08(PTA 8 TELEC)¦ meter SN:1009141000000694
Tensiune reziduală u% | Durata t ms |  |  |  |  | Total
| 10 < t ≤ 200 | 200 < t ≤ 500 | 500 < t ≤ 1000 | 1000 < t ≤ 5000 | 5000 < t ≤ 60000
80 ≤ u < 90 | 0 | 0 | 0 | 0 | 0 | 0
70 ≤ u < 80 | 0 | 0 | 0 | 0 | 0 | 0
40 ≤ u < 70 | 0 | 0 | 0 | 0 | 0 | 0
5 ≤ u < 40 | 0 | 0 | 0 | 0 | 0 | 0
u < 5 | 0 | 0 | 0 | 0 | 0 | 0
Total | 0 | 0 | 0 | 0 | 0 | 0
TELC09(PTA 9 TELEC)¦ meter SN:1009151000002140
Tensiune reziduală u% | Durata t ms |  |  |  |  | Total
| 10 < t ≤ 200 | 200 < t ≤ 500 | 500 < t ≤ 1000 | 1000 < t ≤ 5000 | 5000 < t ≤ 60000
80 ≤ u < 90 | 0 | 0 | 0 | 0 | 0 | 0
70 ≤ u < 80 | 0 | 0 | 0 | 0 | 0 | 0
40 ≤ u < 70 | 0 | 0 | 0 | 0 | 0 | 0
5 ≤ u < 40 | 0 | 0 | 0 | 0 | 0 | 0
u < 5 | 0 | 0 | 0 | 0 | 0 | 0
Total | 0 | 0 | 0 | 0 | 0 | 0
TELC13(PTA 13 TELEC)¦ meter SN:1009141000001089
Tensiune reziduală u% | Durata t ms |  |  |  |  | Total
| 10 < t ≤ 200 | 200 < t ≤ 500 | 500 < t ≤ 1000 | 1000 < t ≤ 5000 | 5000 < t ≤ 60000
80 ≤ u < 90 | 0 | 0 | 0 | 0 | 0 | 0
70 ≤ u < 80 | 0 | 0 | 0 | 0 | 0 | 0
40 ≤ u < 70 | 0 | 0 | 0 | 0 | 0 | 0
5 ≤ u < 40 | 0 | 0 | 0 | 0 | 0 | 0
u < 5 | 0 | 0 | 0 | 0 | 0 | 0
Total | 0 | 0 | 0 | 0 | 0 | 0
TELC14(PTA 14 TELEC)¦ meter SN:1009141000001074
Tensiune reziduală u% | Durata t ms |  |  |  |  | Total
| 10 < t ≤ 200 | 200 < t ≤ 500 | 500 < t ≤ 1000 | 1000 < t ≤ 5000 | 5000 < t ≤ 60000
80 ≤ u < 90 | 0 | 0 | 0 | 0 | 0 | 0
70 ≤ u < 80 | 0 | 0 | 0 | 0 | 0 | 0
40 ≤ u < 70 | 0 | 0 | 0 | 0 | 0 | 0
5 ≤ u < 40 | 0 | 0 | 0 | 0 | 0 | 0
u < 5 | 0 | 0 | 0 | 0 | 0 | 0
Total | 0 | 0 | 0 | 0 | 0 | 0
TICO01(PTA 1 TICOS FLOAREA)¦ meter SN:1009141000000297
Tensiune reziduală u% | Durata t ms |  |  |  |  | Total
| 10 < t ≤ 200 | 200 < t ≤ 500 | 500 < t ≤ 1000 | 1000 < t ≤ 5000 | 5000 < t ≤ 60000
80 ≤ u < 90 | 0 | 0 | 0 | 0 | 0 | 0
70 ≤ u < 80 | 0 | 0 | 0 | 0 | 0 | 0
40 ≤ u < 70 | 0 | 0 | 0 | 0 | 0 | 0
5 ≤ u < 40 | 0 | 0 | 0 | 0 | 0 | 0
u < 5 | 0 | 0 | 0 | 0 | 0 | 0
Total | 0 | 0 | 0 | 0 | 0 | 0
TICO02(PTA 2 TICOS FLOAREA)¦ meter SN:1009151000002782
Tensiune reziduală u% | Durata t ms |  |  |  |  | Total
| 10 < t ≤ 200 | 200 < t ≤ 500 | 500 < t ≤ 1000 | 1000 < t ≤ 5000 | 5000 < t ≤ 60000
80 ≤ u < 90 | 0 | 0 | 0 | 0 | 0 | 0
70 ≤ u < 80 | 0 | 0 | 0 | 0 | 0 | 0
40 ≤ u < 70 | 0 | 0 | 0 | 0 | 0 | 0
5 ≤ u < 40 | 0 | 0 | 0 | 0 | 0 | 0
u < 5 | 0 | 0 | 0 | 0 | 0 | 0
Total | 0 | 0 | 0 | 0 | 0 | 0
BHLI01(PTA 1 BUHALNITA)¦ meter SN:1702434126423114
Tensiune reziduală u% | Durata t ms |  |  |  |  | Total
| 10 < t ≤ 200 | 200 < t ≤ 500 | 500 < t ≤ 1000 | 1000 < t ≤ 5000 | 5000 < t ≤ 60000
80 ≤ u < 90 | 0 | 0 | 0 | 0 | 0 | 0
70 ≤ u < 80 | 0 | 0 | 0 | 0 | 0 | 0
40 ≤ u < 70 | 0 | 0 | 0 | 0 | 0 | 0
5 ≤ u < 40 | 0 | 0 | 0 | 0 | 0 | 0
u < 5 | 0 | 0 | 0 | 0 | 0 | 0
Total | 0 | 0 | 0 | 0 | 0 | 0
BHLI02(PTA 2 BUHALNITA)¦ meter SN:1702434126423112
Tensiune reziduală u% | Durata t ms |  |  |  |  | Total
| 10 < t ≤ 200 | 200 < t ≤ 500 | 500 < t ≤ 1000 | 1000 < t ≤ 5000 | 5000 < t ≤ 60000
80 ≤ u < 90 | 0 | 0 | 0 | 0 | 0 | 0
70 ≤ u < 80 | 0 | 0 | 0 | 0 | 0 | 0
40 ≤ u < 70 | 0 | 0 | 0 | 0 | 0 | 0
5 ≤ u < 40 | 0 | 0 | 0 | 0 | 0 | 0
u < 5 | 0 | 0 | 0 | 0 | 0 | 0
Total | 0 | 0 | 0 | 0 | 0 | 0
BIC012(PTA 12 BICAZ)¦ meter SN:1009141000001049
Tensiune reziduală u% | Durata t ms |  |  |  |  | Total
| 10 < t ≤ 200 | 200 < t ≤ 500 | 500 < t ≤ 1000 | 1000 < t ≤ 5000 | 5000 < t ≤ 60000
80 ≤ u < 90 | 0 | 0 | 0 | 0 | 0 | 0
70 ≤ u < 80 | 0 | 0 | 0 | 0 | 0 | 0
40 ≤ u < 70 | 0 | 0 | 0 | 0 | 0 | 0
5 ≤ u < 40 | 0 | 0 | 0 | 0 | 0 | 0
u < 5 | 0 | 0 | 0 | 0 | 0 | 0
Total | 0 | 0 | 0 | 0 | 0 | 0
BIC013(PTZ 13 BICAZ)¦ meter SN:1009141000001067
Tensiune reziduală u% | Durata t ms |  |  |  |  | Total
| 10 < t ≤ 200 | 200 < t ≤ 500 | 500 < t ≤ 1000 | 1000 < t ≤ 5000 | 5000 < t ≤ 60000
80 ≤ u < 90 | 0 | 0 | 0 | 0 | 0 | 0
70 ≤ u < 80 | 0 | 0 | 0 | 0 | 0 | 0
40 ≤ u < 70 | 0 | 0 | 0 | 0 | 0 | 0
5 ≤ u < 40 | 0 | 0 | 0 | 0 | 0 | 0
u < 5 | 0 | 0 | 0 | 0 | 0 | 0
Total | 0 | 0 | 0 | 0 | 0 | 0
BORC01(PTA 1 BORCA)¦ meter SN:1009151000002208
Tensiune reziduală u% | Durata t ms |  |  |  |  | Total
| 10 < t ≤ 200 | 200 < t ≤ 500 | 500 < t ≤ 1000 | 1000 < t ≤ 5000 | 5000 < t ≤ 60000
80 ≤ u < 90 | 0 | 0 | 0 | 0 | 0 | 0
70 ≤ u < 80 | 0 | 0 | 0 | 0 | 0 | 0
40 ≤ u < 70 | 0 | 0 | 0 | 0 | 0 | 0
5 ≤ u < 40 | 0 | 0 | 0 | 0 | 0 | 0
u < 5 | 0 | 0 | 0 | 0 | 0 | 0
Total | 0 | 0 | 0 | 0 | 0 | 0
BORC02(PTA 2 BORCA)¦ meter SN:1009151000002139
Tensiune reziduală u% | Durata t ms |  |  |  |  | Total
| 10 < t ≤ 200 | 200 < t ≤ 500 | 500 < t ≤ 1000 | 1000 < t ≤ 5000 | 5000 < t ≤ 60000
80 ≤ u < 90 | 0 | 0 | 0 | 0 | 0 | 0
70 ≤ u < 80 | 0 | 0 | 0 | 0 | 0 | 0
40 ≤ u < 70 | 0 | 0 | 0 | 0 | 0 | 0
5 ≤ u < 40 | 0 | 0 | 0 | 0 | 0 | 0
u < 5 | 0 | 0 | 0 | 0 | 0 | 0
Total | 0 | 0 | 0 | 0 | 0 | 0
BORC03(PTA 3 BORCA)¦ meter SN:1009151000002203
Tensiune reziduală u% | Durata t ms |  |  |  |  | Total
| 10 < t ≤ 200 | 200 < t ≤ 500 | 500 < t ≤ 1000 | 1000 < t ≤ 5000 | 5000 < t ≤ 60000
80 ≤ u < 90 | 0 | 0 | 0 | 0 | 0 | 0
70 ≤ u < 80 | 0 | 0 | 0 | 0 | 0 | 0
40 ≤ u < 70 | 0 | 0 | 0 | 0 | 0 | 0
5 ≤ u < 40 | 0 | 0 | 0 | 0 | 0 | 0
u < 5 | 0 | 0 | 0 | 0 | 0 | 0
Total | 0 | 0 | 0 | 0 | 0 | 0
BORC04(PTA 4 BORCA)¦ meter SN:1009151000002411
Tensiune reziduală u% | Durata t ms |  |  |  |  | Total
| 10 < t ≤ 200 | 200 < t ≤ 500 | 500 < t ≤ 1000 | 1000 < t ≤ 5000 | 5000 < t ≤ 60000
80 ≤ u < 90 | 0 | 0 | 0 | 0 | 0 | 0
70 ≤ u < 80 | 0 | 0 | 0 | 0 | 0 | 0
40 ≤ u < 70 | 0 | 0 | 0 | 0 | 0 | 0
5 ≤ u < 40 | 0 | 0 | 0 | 0 | 0 | 0
u < 5 | 0 | 0 | 0 | 0 | 0 | 0
Total | 0 | 0 | 0 | 0 | 0 | 0
BORC05(PTA 5 BORCA)¦ meter SN:1009151000002727
Tensiune reziduală u% | Durata t ms |  |  |  |  | Total
| 10 < t ≤ 200 | 200 < t ≤ 500 | 500 < t ≤ 1000 | 1000 < t ≤ 5000 | 5000 < t ≤ 60000
80 ≤ u < 90 | 0 | 0 | 0 | 0 | 0 | 0
70 ≤ u < 80 | 0 | 0 | 0 | 0 | 0 | 0
40 ≤ u < 70 | 0 | 0 | 0 | 0 | 0 | 0
5 ≤ u < 40 | 0 | 0 | 0 | 0 | 0 | 0
u < 5 | 0 | 0 | 0 | 0 | 0 | 0
Total | 0 | 0 | 0 | 0 | 0 | 0
BORC06(PT 6 BORCA)¦ meter SN:1009151000002282
Tensiune reziduală u% | Durata t ms |  |  |  |  | Total
| 10 < t ≤ 200 | 200 < t ≤ 500 | 500 < t ≤ 1000 | 1000 < t ≤ 5000 | 5000 < t ≤ 60000
80 ≤ u < 90 | 0 | 0 | 0 | 0 | 0 | 0
70 ≤ u < 80 | 0 | 0 | 0 | 0 | 0 | 0
40 ≤ u < 70 | 0 | 0 | 0 | 0 | 0 | 0
5 ≤ u < 40 | 0 | 0 | 0 | 0 | 0 | 0
u < 5 | 0 | 0 | 0 | 0 | 0 | 0
Total | 0 | 0 | 0 | 0 | 0 | 0
BRDU01(PTA 1 BRADU)¦ meter SN:1009151000002318
Tensiune reziduală u% | Durata t ms |  |  |  |  | Total
| 10 < t ≤ 200 | 200 < t ≤ 500 | 500 < t ≤ 1000 | 1000 < t ≤ 5000 | 5000 < t ≤ 60000
80 ≤ u < 90 | 0 | 0 | 0 | 0 | 0 | 0
70 ≤ u < 80 | 0 | 0 | 0 | 0 | 0 | 0
40 ≤ u < 70 | 0 | 0 | 0 | 0 | 0 | 0
5 ≤ u < 40 | 0 | 0 | 0 | 0 | 0 | 0
u < 5 | 0 | 0 | 0 | 0 | 0 | 0
Total | 0 | 0 | 0 | 0 | 0 | 0
BRDU02(PTA 2 BRADU)¦ meter SN:1009141000000350
Tensiune reziduală u% | Durata t ms |  |  |  |  | Total
| 10 < t ≤ 200 | 200 < t ≤ 500 | 500 < t ≤ 1000 | 1000 < t ≤ 5000 | 5000 < t ≤ 60000
80 ≤ u < 90 | 0 | 0 | 0 | 0 | 0 | 0
70 ≤ u < 80 | 0 | 0 | 0 | 0 | 0 | 0
40 ≤ u < 70 | 0 | 0 | 0 | 0 | 0 | 0
5 ≤ u < 40 | 0 | 0 | 0 | 0 | 0 | 0
u < 5 | 0 | 0 | 0 | 0 | 0 | 0
Total | 0 | 0 | 0 | 0 | 0 | 0
BSTC01(PTA 1 BISTRICIOARA)¦ meter SN:1009151000002693
Tensiune reziduală u% | Durata t ms |  |  |  |  | Total
| 10 < t ≤ 200 | 200 < t ≤ 500 | 500 < t ≤ 1000 | 1000 < t ≤ 5000 | 5000 < t ≤ 60000
80 ≤ u < 90 | 0 | 0 | 0 | 0 | 0 | 0
70 ≤ u < 80 | 0 | 0 | 0 | 0 | 0 | 0
40 ≤ u < 70 | 0 | 0 | 0 | 0 | 0 | 0
5 ≤ u < 40 | 0 | 0 | 0 | 0 | 0 | 0
u < 5 | 0 | 0 | 0 | 0 | 0 | 0
Total | 0 | 0 | 0 | 0 | 0 | 0
BSTC02(PTA 2 BISTRICIOARA)¦ meter SN:1009151000002711
Tensiune reziduală u% | Durata t ms |  |  |  |  | Total
| 10 < t ≤ 200 | 200 < t ≤ 500 | 500 < t ≤ 1000 | 1000 < t ≤ 5000 | 5000 < t ≤ 60000
80 ≤ u < 90 | 0 | 0 | 0 | 0 | 0 | 0
70 ≤ u < 80 | 0 | 0 | 0 | 0 | 0 | 0
40 ≤ u < 70 | 0 | 0 | 0 | 0 | 0 | 0
5 ≤ u < 40 | 0 | 0 | 0 | 0 | 0 | 0
u < 5 | 0 | 0 | 0 | 0 | 0 | 0
Total | 0 | 0 | 0 | 0 | 0 | 0
BSTC03(PTA 3 BISTRICIOARA)¦ meter SN:1009151000002742
Tensiune reziduală u% | Durata t ms |  |  |  |  | Total
| 10 < t ≤ 200 | 200 < t ≤ 500 | 500 < t ≤ 1000 | 1000 < t ≤ 5000 | 5000 < t ≤ 60000
80 ≤ u < 90 | 0 | 0 | 0 | 0 | 0 | 0
70 ≤ u < 80 | 0 | 0 | 0 | 0 | 0 | 0
40 ≤ u < 70 | 0 | 0 | 0 | 0 | 0 | 0
5 ≤ u < 40 | 0 | 0 | 0 | 0 | 0 | 0
u < 5 | 0 | 0 | 0 | 0 | 0 | 0
Total | 0 | 0 | 0 | 0 | 0 | 0
CEAH01(PTA 1 CEAHLAU)¦ meter SN:1009151000002583
Tensiune reziduală u% | Durata t ms |  |  |  |  | Total
| 10 < t ≤ 200 | 200 < t ≤ 500 | 500 < t ≤ 1000 | 1000 < t ≤ 5000 | 5000 < t ≤ 60000
80 ≤ u < 90 | 0 | 0 | 0 | 0 | 0 | 0
70 ≤ u < 80 | 0 | 0 | 0 | 0 | 0 | 0
40 ≤ u < 70 | 0 | 0 | 0 | 0 | 0 | 0
5 ≤ u < 40 | 0 | 0 | 0 | 0 | 0 | 0
u < 5 | 0 | 0 | 0 | 0 | 0 | 0
Total | 0 | 0 | 0 | 0 | 0 | 0
CEAH02(PTA 2 CEAHLAU)¦ meter SN:1009151000002726
Tensiune reziduală u% | Durata t ms |  |  |  |  | Total
| 10 < t ≤ 200 | 200 < t ≤ 500 | 500 < t ≤ 1000 | 1000 < t ≤ 5000 | 5000 < t ≤ 60000
80 ≤ u < 90 | 0 | 0 | 0 | 0 | 0 | 0
70 ≤ u < 80 | 0 | 0 | 0 | 0 | 0 | 0
40 ≤ u < 70 | 0 | 0 | 0 | 0 | 0 | 0
5 ≤ u < 40 | 0 | 0 | 0 | 0 | 0 | 0
u < 5 | 0 | 0 | 0 | 0 | 0 | 0
Total | 0 | 0 | 0 | 0 | 0 | 0
CEAH03(PTA 3 CEAHLAU)¦ meter SN:1009151000002553
Tensiune reziduală u% | Durata t ms |  |  |  |  | Total
| 10 < t ≤ 200 | 200 < t ≤ 500 | 500 < t ≤ 1000 | 1000 < t ≤ 5000 | 5000 < t ≤ 60000
80 ≤ u < 90 | 0 | 0 | 0 | 0 | 0 | 0
70 ≤ u < 80 | 0 | 0 | 0 | 0 | 0 | 0
40 ≤ u < 70 | 0 | 0 | 0 | 0 | 0 | 0
5 ≤ u < 40 | 0 | 0 | 0 | 0 | 0 | 0
u < 5 | 0 | 0 | 0 | 0 | 0 | 0
Total | 0 | 0 | 0 | 0 | 0 | 0
CEAH04(PTA 4 CEAHLAU)¦ meter SN:1009151000002608
Tensiune reziduală u% | Durata t ms |  |  |  |  | Total
| 10 < t ≤ 200 | 200 < t ≤ 500 | 500 < t ≤ 1000 | 1000 < t ≤ 5000 | 5000 < t ≤ 60000
80 ≤ u < 90 | 0 | 0 | 0 | 0 | 0 | 0
70 ≤ u < 80 | 0 | 0 | 0 | 0 | 0 | 0
40 ≤ u < 70 | 0 | 0 | 0 | 0 | 0 | 0
5 ≤ u < 40 | 0 | 0 | 0 | 0 | 0 | 0
u < 5 | 0 | 0 | 0 | 0 | 0 | 0
Total | 0 | 0 | 0 | 0 | 0 | 0
CEAH05(PTZ 5 CEAHLAU)¦ meter SN:1009141000000302
Tensiune reziduală u% | Durata t ms |  |  |  |  | Total
| 10 < t ≤ 200 | 200 < t ≤ 500 | 500 < t ≤ 1000 | 1000 < t ≤ 5000 | 5000 < t ≤ 60000
80 ≤ u < 90 | 0 | 0 | 0 | 0 | 0 | 0
70 ≤ u < 80 | 0 | 0 | 0 | 0 | 0 | 0
40 ≤ u < 70 | 0 | 0 | 0 | 0 | 0 | 0
5 ≤ u < 40 | 0 | 0 | 0 | 0 | 0 | 0
u < 5 | 0 | 0 | 0 | 0 | 0 | 0
Total | 0 | 0 | 0 | 0 | 0 | 0
CEAH06(PTZ 6 CEAHLAU)¦ meter SN:1009141000000142
Tensiune reziduală u% | Durata t ms |  |  |  |  | Total
| 10 < t ≤ 200 | 200 < t ≤ 500 | 500 < t ≤ 1000 | 1000 < t ≤ 5000 | 5000 < t ≤ 60000
80 ≤ u < 90 | 0 | 0 | 0 | 0 | 0 | 0
70 ≤ u < 80 | 0 | 0 | 0 | 0 | 0 | 0
40 ≤ u < 70 | 0 | 0 | 0 | 0 | 0 | 0
5 ≤ u < 40 | 0 | 0 | 0 | 0 | 0 | 0
u < 5 | 0 | 0 | 0 | 0 | 0 | 0
Total | 0 | 0 | 0 | 0 | 0 | 0
CEAH08(PTM 8 CEAHLAU)¦ meter SN:1009141000000132
Tensiune reziduală u% | Durata t ms |  |  |  |  | Total
| 10 < t ≤ 200 | 200 < t ≤ 500 | 500 < t ≤ 1000 | 1000 < t ≤ 5000 | 5000 < t ≤ 60000
80 ≤ u < 90 | 0 | 0 | 0 | 0 | 0 | 0
70 ≤ u < 80 | 0 | 0 | 0 | 0 | 0 | 0
40 ≤ u < 70 | 0 | 0 | 0 | 0 | 0 | 0
5 ≤ u < 40 | 0 | 0 | 0 | 0 | 0 | 0
u < 5 | 0 | 0 | 0 | 0 | 0 | 0
Total | 0 | 0 | 0 | 0 | 0 | 0
CEAH13(PTA 13 CEAHLAU)¦ meter SN:1009141000000175
Tensiune reziduală u% | Durata t ms |  |  |  |  | Total
| 10 < t ≤ 200 | 200 < t ≤ 500 | 500 < t ≤ 1000 | 1000 < t ≤ 5000 | 5000 < t ≤ 60000
80 ≤ u < 90 | 0 | 0 | 0 | 0 | 0 | 0
70 ≤ u < 80 | 0 | 0 | 0 | 0 | 0 | 0
40 ≤ u < 70 | 0 | 0 | 0 | 0 | 0 | 0
5 ≤ u < 40 | 0 | 0 | 0 | 0 | 0 | 0
u < 5 | 0 | 0 | 0 | 0 | 0 | 0
Total | 0 | 0 | 0 | 0 | 0 | 0
CLGN01(PTA 1 CALUGARENI)¦ meter SN:1009151000002325
Tensiune reziduală u% | Durata t ms |  |  |  |  | Total
| 10 < t ≤ 200 | 200 < t ≤ 500 | 500 < t ≤ 1000 | 1000 < t ≤ 5000 | 5000 < t ≤ 60000
80 ≤ u < 90 | 0 | 0 | 0 | 0 | 0 | 0
70 ≤ u < 80 | 0 | 0 | 0 | 0 | 0 | 0
40 ≤ u < 70 | 0 | 0 | 0 | 0 | 0 | 0
5 ≤ u < 40 | 0 | 0 | 0 | 0 | 0 | 0
u < 5 | 0 | 0 | 0 | 0 | 0 | 0
Total | 0 | 0 | 0 | 0 | 0 | 0
CLGN02(PTA 2 CALUGARENI)¦ meter SN:1009151000002326
Tensiune reziduală u% | Durata t ms |  |  |  |  | Total
| 10 < t ≤ 200 | 200 < t ≤ 500 | 500 < t ≤ 1000 | 1000 < t ≤ 5000 | 5000 < t ≤ 60000
80 ≤ u < 90 | 0 | 0 | 0 | 0 | 0 | 0
70 ≤ u < 80 | 0 | 0 | 0 | 0 | 0 | 0
40 ≤ u < 70 | 0 | 0 | 0 | 0 | 0 | 0
5 ≤ u < 40 | 0 | 0 | 0 | 0 | 0 | 0
u < 5 | 0 | 0 | 0 | 0 | 0 | 0
Total | 0 | 0 | 0 | 0 | 0 | 0
DREP02(PTA 2 DREPTU)¦ meter SN:1009151000002692
Tensiune reziduală u% | Durata t ms |  |  |  |  | Total
| 10 < t ≤ 200 | 200 < t ≤ 500 | 500 < t ≤ 1000 | 1000 < t ≤ 5000 | 5000 < t ≤ 60000
80 ≤ u < 90 | 0 | 0 | 0 | 0 | 0 | 0
70 ≤ u < 80 | 0 | 0 | 0 | 0 | 0 | 0
40 ≤ u < 70 | 0 | 0 | 0 | 0 | 0 | 0
5 ≤ u < 40 | 0 | 0 | 0 | 0 | 0 | 0
u < 5 | 0 | 0 | 0 | 0 | 0 | 0
Total | 0 | 0 | 0 | 0 | 0 | 0
FARC01(PTA 1 FARCASA)¦ meter SN:1009151000002353
Tensiune reziduală u% | Durata t ms |  |  |  |  | Total
| 10 < t ≤ 200 | 200 < t ≤ 500 | 500 < t ≤ 1000 | 1000 < t ≤ 5000 | 5000 < t ≤ 60000
80 ≤ u < 90 | 0 | 0 | 0 | 0 | 0 | 0
70 ≤ u < 80 | 0 | 0 | 0 | 0 | 0 | 0
40 ≤ u < 70 | 0 | 0 | 0 | 0 | 0 | 0
5 ≤ u < 40 | 0 | 0 | 0 | 0 | 0 | 0
u < 5 | 0 | 0 | 0 | 0 | 0 | 0
Total | 0 | 0 | 0 | 0 | 0 | 0
FARC02(PTA 2 FARCASA)¦ meter SN:1009151000002484
Tensiune reziduală u% | Durata t ms |  |  |  |  | Total
| 10 < t ≤ 200 | 200 < t ≤ 500 | 500 < t ≤ 1000 | 1000 < t ≤ 5000 | 5000 < t ≤ 60000
80 ≤ u < 90 | 0 | 0 | 0 | 0 | 0 | 0
70 ≤ u < 80 | 0 | 0 | 0 | 0 | 0 | 0
40 ≤ u < 70 | 0 | 0 | 0 | 0 | 0 | 0
5 ≤ u < 40 | 0 | 0 | 0 | 0 | 0 | 0
u < 5 | 0 | 0 | 0 | 0 | 0 | 0
Total | 0 | 0 | 0 | 0 | 0 | 0
FARC03(PTA 3 FARCASA)¦ meter SN:1009151000002236
Tensiune reziduală u% | Durata t ms |  |  |  |  | Total
| 10 < t ≤ 200 | 200 < t ≤ 500 | 500 < t ≤ 1000 | 1000 < t ≤ 5000 | 5000 < t ≤ 60000
80 ≤ u < 90 | 0 | 0 | 0 | 0 | 0 | 0
70 ≤ u < 80 | 0 | 0 | 0 | 0 | 0 | 0
40 ≤ u < 70 | 0 | 0 | 0 | 0 | 0 | 0
5 ≤ u < 40 | 0 | 0 | 0 | 0 | 0 | 0
u < 5 | 0 | 0 | 0 | 0 | 0 | 0
Total | 0 | 0 | 0 | 0 | 0 | 0
FRMU01(PTA 1 FRUMOSU)¦ meter SN:1009151000002554
Tensiune reziduală u% | Durata t ms |  |  |  |  | Total
| 10 < t ≤ 200 | 200 < t ≤ 500 | 500 < t ≤ 1000 | 1000 < t ≤ 5000 | 5000 < t ≤ 60000
80 ≤ u < 90 | 0 | 0 | 0 | 0 | 0 | 0
70 ≤ u < 80 | 0 | 0 | 0 | 0 | 0 | 0
40 ≤ u < 70 | 0 | 0 | 0 | 0 | 0 | 0
5 ≤ u < 40 | 0 | 0 | 0 | 0 | 0 | 0
u < 5 | 0 | 0 | 0 | 0 | 0 | 0
Total | 0 | 0 | 0 | 0 | 0 | 0
GALU01(PTA 1 GALU)¦ meter SN:1009151000002547
Tensiune reziduală u% | Durata t ms |  |  |  |  | Total
| 10 < t ≤ 200 | 200 < t ≤ 500 | 500 < t ≤ 1000 | 1000 < t ≤ 5000 | 5000 < t ≤ 60000
80 ≤ u < 90 | 0 | 0 | 0 | 0 | 0 | 0
70 ≤ u < 80 | 0 | 0 | 0 | 0 | 0 | 0
40 ≤ u < 70 | 0 | 0 | 0 | 0 | 0 | 0
5 ≤ u < 40 | 0 | 0 | 0 | 0 | 0 | 0
u < 5 | 0 | 0 | 0 | 0 | 0 | 0
Total | 0 | 0 | 0 | 0 | 0 | 0
GRIN01(PTA 1 GRINTIES)¦ meter SN:1009141000001102
Tensiune reziduală u% | Durata t ms |  |  |  |  | Total
| 10 < t ≤ 200 | 200 < t ≤ 500 | 500 < t ≤ 1000 | 1000 < t ≤ 5000 | 5000 < t ≤ 60000
80 ≤ u < 90 | 0 | 0 | 0 | 0 | 0 | 0
70 ≤ u < 80 | 0 | 0 | 0 | 0 | 0 | 0
40 ≤ u < 70 | 0 | 0 | 0 | 0 | 0 | 0
5 ≤ u < 40 | 0 | 0 | 0 | 0 | 0 | 0
u < 5 | 0 | 0 | 0 | 0 | 0 | 0
Total | 0 | 0 | 0 | 0 | 0 | 0
GRIN02(PTA 2 GRINTIES)¦ meter SN:1009141000001060
Tensiune reziduală u% | Durata t ms |  |  |  |  | Total
| 10 < t ≤ 200 | 200 < t ≤ 500 | 500 < t ≤ 1000 | 1000 < t ≤ 5000 | 5000 < t ≤ 60000
80 ≤ u < 90 | 0 | 0 | 0 | 0 | 0 | 0
70 ≤ u < 80 | 0 | 0 | 0 | 0 | 0 | 0
40 ≤ u < 70 | 0 | 0 | 0 | 0 | 0 | 0
5 ≤ u < 40 | 0 | 0 | 0 | 0 | 0 | 0
u < 5 | 0 | 0 | 0 | 0 | 0 | 0
Total | 0 | 0 | 0 | 0 | 0 | 0
GRIN03(PTA 3 GRINTIES)¦ meter SN:1009151000002698
Tensiune reziduală u% | Durata t ms |  |  |  |  | Total
| 10 < t ≤ 200 | 200 < t ≤ 500 | 500 < t ≤ 1000 | 1000 < t ≤ 5000 | 5000 < t ≤ 60000
80 ≤ u < 90 | 0 | 0 | 0 | 0 | 0 | 0
70 ≤ u < 80 | 0 | 0 | 0 | 0 | 0 | 0
40 ≤ u < 70 | 0 | 0 | 0 | 0 | 0 | 0
5 ≤ u < 40 | 0 | 0 | 0 | 0 | 0 | 0
u < 5 | 0 | 0 | 0 | 0 | 0 | 0
Total | 0 | 0 | 0 | 0 | 0 | 0
GRIN04(PTA 4 GRINTIES)¦ meter SN:1009141000000903
Tensiune reziduală u% | Durata t ms |  |  |  |  | Total
| 10 < t ≤ 200 | 200 < t ≤ 500 | 500 < t ≤ 1000 | 1000 < t ≤ 5000 | 5000 < t ≤ 60000
80 ≤ u < 90 | 0 | 0 | 0 | 0 | 0 | 0
70 ≤ u < 80 | 0 | 0 | 0 | 0 | 0 | 0
40 ≤ u < 70 | 0 | 0 | 0 | 0 | 0 | 0
5 ≤ u < 40 | 0 | 0 | 0 | 0 | 0 | 0
u < 5 | 0 | 0 | 0 | 0 | 0 | 0
Total | 0 | 0 | 0 | 0 | 0 | 0
GRIN06(PT 6 GRINTIES)¦ meter SN:1009141000000906
Tensiune reziduală u% | Durata t ms |  |  |  |  | Total
| 10 < t ≤ 200 | 200 < t ≤ 500 | 500 < t ≤ 1000 | 1000 < t ≤ 5000 | 5000 < t ≤ 60000
80 ≤ u < 90 | 0 | 0 | 0 | 0 | 0 | 0
70 ≤ u < 80 | 0 | 0 | 0 | 0 | 0 | 0
40 ≤ u < 70 | 0 | 0 | 0 | 0 | 0 | 0
5 ≤ u < 40 | 0 | 0 | 0 | 0 | 0 | 0
u < 5 | 0 | 0 | 0 | 0 | 0 | 0
Total | 0 | 0 | 0 | 0 | 0 | 0
GRIN07(PT 7 GRINTIES)¦ meter SN:1009141000000746
Tensiune reziduală u% | Durata t ms |  |  |  |  | Total
| 10 < t ≤ 200 | 200 < t ≤ 500 | 500 < t ≤ 1000 | 1000 < t ≤ 5000 | 5000 < t ≤ 60000
80 ≤ u < 90 | 0 | 0 | 0 | 0 | 0 | 0
70 ≤ u < 80 | 0 | 0 | 0 | 0 | 0 | 0
40 ≤ u < 70 | 0 | 0 | 0 | 0 | 0 | 0
5 ≤ u < 40 | 0 | 0 | 0 | 0 | 0 | 0
u < 5 | 0 | 0 | 0 | 0 | 0 | 0
Total | 0 | 0 | 0 | 0 | 0 | 0
HANG01(PTA 1 HANGU)¦ meter SN:1009151000002640
Tensiune reziduală u% | Durata t ms |  |  |  |  | Total
| 10 < t ≤ 200 | 200 < t ≤ 500 | 500 < t ≤ 1000 | 1000 < t ≤ 5000 | 5000 < t ≤ 60000
80 ≤ u < 90 | 0 | 0 | 0 | 0 | 0 | 0
70 ≤ u < 80 | 0 | 0 | 0 | 0 | 0 | 0
40 ≤ u < 70 | 0 | 0 | 0 | 0 | 0 | 0
5 ≤ u < 40 | 0 | 0 | 0 | 0 | 0 | 0
u < 5 | 0 | 0 | 0 | 0 | 0 | 0
Total | 0 | 0 | 0 | 0 | 0 | 0
HANG02(PTA 2 HANGU)¦ meter SN:1009151000002352
Tensiune reziduală u% | Durata t ms |  |  |  |  | Total
| 10 < t ≤ 200 | 200 < t ≤ 500 | 500 < t ≤ 1000 | 1000 < t ≤ 5000 | 5000 < t ≤ 60000
80 ≤ u < 90 | 0 | 0 | 0 | 0 | 0 | 0
70 ≤ u < 80 | 0 | 0 | 0 | 0 | 0 | 0
40 ≤ u < 70 | 0 | 0 | 0 | 0 | 0 | 0
5 ≤ u < 40 | 0 | 0 | 0 | 0 | 0 | 0
u < 5 | 0 | 0 | 0 | 0 | 0 | 0
Total | 0 | 0 | 0 | 0 | 0 | 0
HANG03(PTA 3 HANGU)¦ meter SN:1009141000000096
Tensiune reziduală u% | Durata t ms |  |  |  |  | Total
| 10 < t ≤ 200 | 200 < t ≤ 500 | 500 < t ≤ 1000 | 1000 < t ≤ 5000 | 5000 < t ≤ 60000
80 ≤ u < 90 | 0 | 0 | 0 | 0 | 0 | 0
70 ≤ u < 80 | 0 | 0 | 0 | 0 | 0 | 0
40 ≤ u < 70 | 0 | 0 | 0 | 0 | 0 | 0
5 ≤ u < 40 | 0 | 0 | 0 | 0 | 0 | 0
u < 5 | 0 | 0 | 0 | 0 | 0 | 0
Total | 0 | 0 | 0 | 0 | 0 | 0
HANG04(PTA 4 HANGU)¦ meter SN:1009151000002592
Tensiune reziduală u% | Durata t ms |  |  |  |  | Total
| 10 < t ≤ 200 | 200 < t ≤ 500 | 500 < t ≤ 1000 | 1000 < t ≤ 5000 | 5000 < t ≤ 60000
80 ≤ u < 90 | 0 | 0 | 0 | 0 | 0 | 0
70 ≤ u < 80 | 0 | 0 | 0 | 0 | 0 | 0
40 ≤ u < 70 | 0 | 0 | 0 | 0 | 0 | 0
5 ≤ u < 40 | 0 | 0 | 0 | 0 | 0 | 0
u < 5 | 0 | 0 | 0 | 0 | 0 | 0
Total | 0 | 0 | 0 | 0 | 0 | 0
LNCB01(PTA 1 LUNCA)¦ meter SN:1009151000002141
Tensiune reziduală u% | Durata t ms |  |  |  |  | Total
| 10 < t ≤ 200 | 200 < t ≤ 500 | 500 < t ≤ 1000 | 1000 < t ≤ 5000 | 5000 < t ≤ 60000
80 ≤ u < 90 | 0 | 0 | 0 | 0 | 0 | 0
70 ≤ u < 80 | 0 | 0 | 0 | 0 | 0 | 0
40 ≤ u < 70 | 0 | 0 | 0 | 0 | 0 | 0
5 ≤ u < 40 | 0 | 0 | 0 | 0 | 0 | 0
u < 5 | 0 | 0 | 0 | 0 | 0 | 0
Total | 0 | 0 | 0 | 0 | 0 | 0
MADE01(PTA 1 MADEI)¦ meter SN:1009141000000363
Tensiune reziduală u% | Durata t ms |  |  |  |  | Total
| 10 < t ≤ 200 | 200 < t ≤ 500 | 500 < t ≤ 1000 | 1000 < t ≤ 5000 | 5000 < t ≤ 60000
80 ≤ u < 90 | 0 | 0 | 0 | 0 | 0 | 0
70 ≤ u < 80 | 0 | 0 | 0 | 0 | 0 | 0
40 ≤ u < 70 | 0 | 0 | 0 | 0 | 0 | 0
5 ≤ u < 40 | 0 | 0 | 0 | 0 | 0 | 0
u < 5 | 0 | 0 | 0 | 0 | 0 | 0
Total | 0 | 0 | 0 | 0 | 0 | 0
MADE02(PTA 2 MADEI)¦ meter SN:1009141000000299
Tensiune reziduală u% | Durata t ms |  |  |  |  | Total
| 10 < t ≤ 200 | 200 < t ≤ 500 | 500 < t ≤ 1000 | 1000 < t ≤ 5000 | 5000 < t ≤ 60000
80 ≤ u < 90 | 0 | 0 | 0 | 0 | 0 | 0
70 ≤ u < 80 | 0 | 0 | 0 | 0 | 0 | 0
40 ≤ u < 70 | 0 | 0 | 0 | 0 | 0 | 0
5 ≤ u < 40 | 0 | 0 | 0 | 0 | 0 | 0
u < 5 | 0 | 0 | 0 | 0 | 0 | 0
Total | 0 | 0 | 0 | 0 | 0 | 0
PAFA01(PTA 1 PARAUL FAGULUI)¦ meter SN:1009151000002526
Tensiune reziduală u% | Durata t ms |  |  |  |  | Total
| 10 < t ≤ 200 | 200 < t ≤ 500 | 500 < t ≤ 1000 | 1000 < t ≤ 5000 | 5000 < t ≤ 60000
80 ≤ u < 90 | 0 | 0 | 0 | 0 | 0 | 0
70 ≤ u < 80 | 0 | 0 | 0 | 0 | 0 | 0
40 ≤ u < 70 | 0 | 0 | 0 | 0 | 0 | 0
5 ≤ u < 40 | 0 | 0 | 0 | 0 | 0 | 0
u < 5 | 0 | 0 | 0 | 0 | 0 | 0
Total | 0 | 0 | 0 | 0 | 0 | 0
PAFA02(PTA 2 PARAUL FAGULUI)¦ meter SN:1009151000002764
Tensiune reziduală u% | Durata t ms |  |  |  |  | Total
| 10 < t ≤ 200 | 200 < t ≤ 500 | 500 < t ≤ 1000 | 1000 < t ≤ 5000 | 5000 < t ≤ 60000
80 ≤ u < 90 | 0 | 0 | 0 | 0 | 0 | 0
70 ≤ u < 80 | 0 | 0 | 0 | 0 | 0 | 0
40 ≤ u < 70 | 0 | 0 | 0 | 0 | 0 | 0
5 ≤ u < 40 | 0 | 0 | 0 | 0 | 0 | 0
u < 5 | 0 | 0 | 0 | 0 | 0 | 0
Total | 0 | 0 | 0 | 0 | 0 | 0
PAMA01(PTA 1 PARAUL MARE)¦ meter SN:1009151000002550
Tensiune reziduală u% | Durata t ms |  |  |  |  | Total
| 10 < t ≤ 200 | 200 < t ≤ 500 | 500 < t ≤ 1000 | 1000 < t ≤ 5000 | 5000 < t ≤ 60000
80 ≤ u < 90 | 0 | 0 | 0 | 0 | 0 | 0
70 ≤ u < 80 | 0 | 0 | 0 | 0 | 0 | 0
40 ≤ u < 70 | 0 | 0 | 0 | 0 | 0 | 0
5 ≤ u < 40 | 0 | 0 | 0 | 0 | 0 | 0
u < 5 | 0 | 0 | 0 | 0 | 0 | 0
Total | 0 | 0 | 0 | 0 | 0 | 0
PAPA01(PTA 1 PARAUL PINTEI)¦ meter SN:1009141000000351
Tensiune reziduală u% | Durata t ms |  |  |  |  | Total
| 10 < t ≤ 200 | 200 < t ≤ 500 | 500 < t ≤ 1000 | 1000 < t ≤ 5000 | 5000 < t ≤ 60000
80 ≤ u < 90 | 0 | 0 | 0 | 0 | 0 | 0
70 ≤ u < 80 | 0 | 0 | 0 | 0 | 0 | 0
40 ≤ u < 70 | 0 | 0 | 0 | 0 | 0 | 0
5 ≤ u < 40 | 0 | 0 | 0 | 0 | 0 | 0
u < 5 | 0 | 0 | 0 | 0 | 0 | 0
Total | 0 | 0 | 0 | 0 | 0 | 0
PARC01(PTA 1 PARAUL CIRJEI)¦ meter SN:1009141000001285
Tensiune reziduală u% | Durata t ms |  |  |  |  | Total
| 10 < t ≤ 200 | 200 < t ≤ 500 | 500 < t ≤ 1000 | 1000 < t ≤ 5000 | 5000 < t ≤ 60000
80 ≤ u < 90 | 0 | 0 | 0 | 0 | 0 | 0
70 ≤ u < 80 | 0 | 0 | 0 | 0 | 0 | 0
40 ≤ u < 70 | 0 | 0 | 0 | 0 | 0 | 0
5 ≤ u < 40 | 0 | 0 | 0 | 0 | 0 | 0
u < 5 | 0 | 0 | 0 | 0 | 0 | 0
Total | 0 | 0 | 0 | 0 | 0 | 0
PARC02(PTA 2 PARAUL CIRJEI)¦ meter SN:1009141000000584
Tensiune reziduală u% | Durata t ms |  |  |  |  | Total
| 10 < t ≤ 200 | 200 < t ≤ 500 | 500 < t ≤ 1000 | 1000 < t ≤ 5000 | 5000 < t ≤ 60000
80 ≤ u < 90 | 0 | 0 | 0 | 0 | 0 | 0
70 ≤ u < 80 | 0 | 0 | 0 | 0 | 0 | 0
40 ≤ u < 70 | 0 | 0 | 0 | 0 | 0 | 0
5 ≤ u < 40 | 0 | 0 | 0 | 0 | 0 | 0
u < 5 | 0 | 0 | 0 | 0 | 0 | 0
Total | 0 | 0 | 0 | 0 | 0 | 0
PEVO01(PTA 1 PETRU VODA)¦ meter SN:1009151000001380
Tensiune reziduală u% | Durata t ms |  |  |  |  | Total
| 10 < t ≤ 200 | 200 < t ≤ 500 | 500 < t ≤ 1000 | 1000 < t ≤ 5000 | 5000 < t ≤ 60000
80 ≤ u < 90 | 0 | 0 | 0 | 0 | 0 | 0
70 ≤ u < 80 | 0 | 0 | 0 | 0 | 0 | 0
40 ≤ u < 70 | 0 | 0 | 0 | 0 | 0 | 0
5 ≤ u < 40 | 0 | 0 | 0 | 0 | 0 | 0
u < 5 | 0 | 0 | 0 | 0 | 0 | 0
Total | 0 | 0 | 0 | 0 | 0 | 0
PEVO02(PTA 2 PETRU VODA)¦ meter SN:1009151000001476
Tensiune reziduală u% | Durata t ms |  |  |  |  | Total
| 10 < t ≤ 200 | 200 < t ≤ 500 | 500 < t ≤ 1000 | 1000 < t ≤ 5000 | 5000 < t ≤ 60000
80 ≤ u < 90 | 0 | 0 | 0 | 0 | 0 | 0
70 ≤ u < 80 | 0 | 0 | 0 | 0 | 0 | 0
40 ≤ u < 70 | 0 | 0 | 0 | 0 | 0 | 0
5 ≤ u < 40 | 0 | 0 | 0 | 0 | 0 | 0
u < 5 | 0 | 0 | 0 | 0 | 0 | 0
Total | 0 | 0 | 0 | 0 | 0 | 0
PEVO06(PTA 6 PETRU VODA)¦ meter SN:1009151000001435
Tensiune reziduală u% | Durata t ms |  |  |  |  | Total
| 10 < t ≤ 200 | 200 < t ≤ 500 | 500 < t ≤ 1000 | 1000 < t ≤ 5000 | 5000 < t ≤ 60000
80 ≤ u < 90 | 0 | 0 | 0 | 0 | 0 | 0
70 ≤ u < 80 | 0 | 0 | 0 | 0 | 0 | 0
40 ≤ u < 70 | 0 | 0 | 0 | 0 | 0 | 0
5 ≤ u < 40 | 0 | 0 | 0 | 0 | 0 | 0
u < 5 | 0 | 0 | 0 | 0 | 0 | 0
Total | 0 | 0 | 0 | 0 | 0 | 0
POIA01(PTA 1 POIANA TEIULUI)¦ meter SN:1009141000000353
Tensiune reziduală u% | Durata t ms |  |  |  |  | Total
| 10 < t ≤ 200 | 200 < t ≤ 500 | 500 < t ≤ 1000 | 1000 < t ≤ 5000 | 5000 < t ≤ 60000
80 ≤ u < 90 | 0 | 0 | 0 | 0 | 0 | 0
70 ≤ u < 80 | 0 | 0 | 0 | 0 | 0 | 0
40 ≤ u < 70 | 0 | 0 | 0 | 0 | 0 | 0
5 ≤ u < 40 | 0 | 0 | 0 | 0 | 0 | 0
u < 5 | 0 | 0 | 0 | 0 | 0 | 0
Total | 0 | 0 | 0 | 0 | 0 | 0
POIG01(PTA 1 POIANA GRINTIES)¦ meter SN:1009151000002579
Tensiune reziduală u% | Durata t ms |  |  |  |  | Total
| 10 < t ≤ 200 | 200 < t ≤ 500 | 500 < t ≤ 1000 | 1000 < t ≤ 5000 | 5000 < t ≤ 60000
80 ≤ u < 90 | 0 | 0 | 0 | 0 | 0 | 0
70 ≤ u < 80 | 0 | 0 | 0 | 0 | 0 | 0
40 ≤ u < 70 | 0 | 0 | 0 | 0 | 0 | 0
5 ≤ u < 40 | 0 | 0 | 0 | 0 | 0 | 0
u < 5 | 0 | 0 | 0 | 0 | 0 | 0
Total | 0 | 0 | 0 | 0 | 0 | 0
POIG02(PTA 2 POIANA GRINTIES)¦ meter SN:1009141000000153
Tensiune reziduală u% | Durata t ms |  |  |  |  | Total
| 10 < t ≤ 200 | 200 < t ≤ 500 | 500 < t ≤ 1000 | 1000 < t ≤ 5000 | 5000 < t ≤ 60000
80 ≤ u < 90 | 0 | 0 | 0 | 0 | 0 | 0
70 ≤ u < 80 | 0 | 0 | 0 | 0 | 0 | 0
40 ≤ u < 70 | 0 | 0 | 0 | 0 | 0 | 0
5 ≤ u < 40 | 0 | 0 | 0 | 0 | 0 | 0
u < 5 | 0 | 0 | 0 | 0 | 0 | 0
Total | 0 | 0 | 0 | 0 | 0 | 0
POPF01(PTA 1 POPESTI)¦ meter SN:1009151000002792
Tensiune reziduală u% | Durata t ms |  |  |  |  | Total
| 10 < t ≤ 200 | 200 < t ≤ 500 | 500 < t ≤ 1000 | 1000 < t ≤ 5000 | 5000 < t ≤ 60000
80 ≤ u < 90 | 0 | 0 | 0 | 0 | 0 | 0
70 ≤ u < 80 | 0 | 0 | 0 | 0 | 0 | 0
40 ≤ u < 70 | 0 | 0 | 0 | 0 | 0 | 0
5 ≤ u < 40 | 0 | 0 | 0 | 0 | 0 | 0
u < 5 | 0 | 0 | 0 | 0 | 0 | 0
Total | 0 | 0 | 0 | 0 | 0 | 0
POTO01(PTA 1 POTOCI)¦ meter SN:1009151000002214
Tensiune reziduală u% | Durata t ms |  |  |  |  | Total
| 10 < t ≤ 200 | 200 < t ≤ 500 | 500 < t ≤ 1000 | 1000 < t ≤ 5000 | 5000 < t ≤ 60000
80 ≤ u < 90 | 0 | 0 | 0 | 0 | 0 | 0
70 ≤ u < 80 | 0 | 0 | 0 | 0 | 0 | 0
40 ≤ u < 70 | 0 | 0 | 0 | 0 | 0 | 0
5 ≤ u < 40 | 0 | 0 | 0 | 0 | 0 | 0
u < 5 | 0 | 0 | 0 | 0 | 0 | 0
Total | 0 | 0 | 0 | 0 | 0 | 0
POTO02(PTA 2 POTOCI)¦ meter SN:1009141000000207
Tensiune reziduală u% | Durata t ms |  |  |  |  | Total
| 10 < t ≤ 200 | 200 < t ≤ 500 | 500 < t ≤ 1000 | 1000 < t ≤ 5000 | 5000 < t ≤ 60000
80 ≤ u < 90 | 0 | 0 | 0 | 0 | 0 | 0
70 ≤ u < 80 | 0 | 0 | 0 | 0 | 0 | 0
40 ≤ u < 70 | 0 | 0 | 0 | 0 | 0 | 0
5 ≤ u < 40 | 0 | 0 | 0 | 0 | 0 | 0
u < 5 | 0 | 0 | 0 | 0 | 0 | 0
Total | 0 | 0 | 0 | 0 | 0 | 0
ROSE01(PTA 1 ROSENI)¦ meter SN:1009151000002730
Tensiune reziduală u% | Durata t ms |  |  |  |  | Total
| 10 < t ≤ 200 | 200 < t ≤ 500 | 500 < t ≤ 1000 | 1000 < t ≤ 5000 | 5000 < t ≤ 60000
80 ≤ u < 90 | 0 | 0 | 0 | 0 | 0 | 0
70 ≤ u < 80 | 0 | 0 | 0 | 0 | 0 | 0
40 ≤ u < 70 | 0 | 0 | 0 | 0 | 0 | 0
5 ≤ u < 40 | 0 | 0 | 0 | 0 | 0 | 0
u < 5 | 0 | 0 | 0 | 0 | 0 | 0
Total | 0 | 0 | 0 | 0 | 0 | 0
RUGH01(PTA 1 RUGINESTI)¦ meter SN:1009141000000304
Tensiune reziduală u% | Durata t ms |  |  |  |  | Total
| 10 < t ≤ 200 | 200 < t ≤ 500 | 500 < t ≤ 1000 | 1000 < t ≤ 5000 | 5000 < t ≤ 60000
80 ≤ u < 90 | 0 | 0 | 0 | 0 | 0 | 0
70 ≤ u < 80 | 0 | 0 | 0 | 0 | 0 | 0
40 ≤ u < 70 | 0 | 0 | 0 | 0 | 0 | 0
5 ≤ u < 40 | 0 | 0 | 0 | 0 | 0 | 0
u < 5 | 0 | 0 | 0 | 0 | 0 | 0
Total | 0 | 0 | 0 | 0 | 0 | 0
RUGH02(PTA 2 RUGINESTI)¦ meter SN:1009151000001524
Tensiune reziduală u% | Durata t ms |  |  |  |  | Total
| 10 < t ≤ 200 | 200 < t ≤ 500 | 500 < t ≤ 1000 | 1000 < t ≤ 5000 | 5000 < t ≤ 60000
80 ≤ u < 90 | 0 | 0 | 0 | 0 | 0 | 0
70 ≤ u < 80 | 0 | 0 | 0 | 0 | 0 | 0
40 ≤ u < 70 | 0 | 0 | 0 | 0 | 0 | 0
5 ≤ u < 40 | 0 | 0 | 0 | 0 | 0 | 0
u < 5 | 0 | 0 | 0 | 0 | 0 | 0
Total | 0 | 0 | 0 | 0 | 0 | 0
RUGH03(PTA 3 RUGINESTI)¦ meter SN:1009141000000309
Tensiune reziduală u% | Durata t ms |  |  |  |  | Total
| 10 < t ≤ 200 | 200 < t ≤ 500 | 500 < t ≤ 1000 | 1000 < t ≤ 5000 | 5000 < t ≤ 60000
80 ≤ u < 90 | 0 | 0 | 0 | 0 | 0 | 0
70 ≤ u < 80 | 0 | 0 | 0 | 0 | 0 | 0
40 ≤ u < 70 | 0 | 0 | 0 | 0 | 0 | 0
5 ≤ u < 40 | 0 | 0 | 0 | 0 | 0 | 0
u < 5 | 0 | 0 | 0 | 0 | 0 | 0
Total | 0 | 0 | 0 | 0 | 0 | 0
RUSB01(PTA 1 RUSENI)¦ meter SN:1009151000002598
Tensiune reziduală u% | Durata t ms |  |  |  |  | Total
| 10 < t ≤ 200 | 200 < t ≤ 500 | 500 < t ≤ 1000 | 1000 < t ≤ 5000 | 5000 < t ≤ 60000
80 ≤ u < 90 | 0 | 0 | 0 | 0 | 0 | 0
70 ≤ u < 80 | 0 | 0 | 0 | 0 | 0 | 0
40 ≤ u < 70 | 0 | 0 | 0 | 0 | 0 | 0
5 ≤ u < 40 | 0 | 0 | 0 | 0 | 0 | 0
u < 5 | 0 | 0 | 0 | 0 | 0 | 0
Total | 0 | 0 | 0 | 0 | 0 | 0
SABS01(PTA 1 SABASA)¦ meter SN:1009151000002750
Tensiune reziduală u% | Durata t ms |  |  |  |  | Total
| 10 < t ≤ 200 | 200 < t ≤ 500 | 500 < t ≤ 1000 | 1000 < t ≤ 5000 | 5000 < t ≤ 60000
80 ≤ u < 90 | 0 | 0 | 0 | 0 | 0 | 0
70 ≤ u < 80 | 0 | 0 | 0 | 0 | 0 | 0
40 ≤ u < 70 | 0 | 0 | 0 | 0 | 0 | 0
5 ≤ u < 40 | 0 | 0 | 0 | 0 | 0 | 0
u < 5 | 0 | 0 | 0 | 0 | 0 | 0
Total | 0 | 0 | 0 | 0 | 0 | 0
SABS02(PTA 2 SABASA)¦ meter SN:1009151000002416
Tensiune reziduală u% | Durata t ms |  |  |  |  | Total
| 10 < t ≤ 200 | 200 < t ≤ 500 | 500 < t ≤ 1000 | 1000 < t ≤ 5000 | 5000 < t ≤ 60000
80 ≤ u < 90 | 0 | 0 | 0 | 0 | 0 | 0
70 ≤ u < 80 | 0 | 0 | 0 | 0 | 0 | 0
40 ≤ u < 70 | 0 | 0 | 0 | 0 | 0 | 0
5 ≤ u < 40 | 0 | 0 | 0 | 0 | 0 | 0
u < 5 | 0 | 0 | 0 | 0 | 0 | 0
Total | 0 | 0 | 0 | 0 | 0 | 0
SAVT01(PTA 1 SAVINESTI)¦ meter SN:1009151000002308
Tensiune reziduală u% | Durata t ms |  |  |  |  | Total
| 10 < t ≤ 200 | 200 < t ≤ 500 | 500 < t ≤ 1000 | 1000 < t ≤ 5000 | 5000 < t ≤ 60000
80 ≤ u < 90 | 0 | 0 | 0 | 0 | 0 | 0
70 ≤ u < 80 | 0 | 0 | 0 | 0 | 0 | 0
40 ≤ u < 70 | 0 | 0 | 0 | 0 | 0 | 0
5 ≤ u < 40 | 0 | 0 | 0 | 0 | 0 | 0
u < 5 | 0 | 0 | 0 | 0 | 0 | 0
Total | 0 | 0 | 0 | 0 | 0 | 0
SOCS01(PT 1 SOCI)¦ meter SN:1009151000002300
Tensiune reziduală u% | Durata t ms |  |  |  |  | Total
| 10 < t ≤ 200 | 200 < t ≤ 500 | 500 < t ≤ 1000 | 1000 < t ≤ 5000 | 5000 < t ≤ 60000
80 ≤ u < 90 | 0 | 0 | 0 | 0 | 0 | 0
70 ≤ u < 80 | 0 | 0 | 0 | 0 | 0 | 0
40 ≤ u < 70 | 0 | 0 | 0 | 0 | 0 | 0
5 ≤ u < 40 | 0 | 0 | 0 | 0 | 0 | 0
u < 5 | 0 | 0 | 0 | 0 | 0 | 0
Total | 0 | 0 | 0 | 0 | 0 | 0
SOCS06(PTA 6 SOCI)¦ meter SN:1009151000002321
Tensiune reziduală u% | Durata t ms |  |  |  |  | Total
| 10 < t ≤ 200 | 200 < t ≤ 500 | 500 < t ≤ 1000 | 1000 < t ≤ 5000 | 5000 < t ≤ 60000
80 ≤ u < 90 | 0 | 0 | 0 | 0 | 0 | 0
70 ≤ u < 80 | 0 | 0 | 0 | 0 | 0 | 0
40 ≤ u < 70 | 0 | 0 | 0 | 0 | 0 | 0
5 ≤ u < 40 | 0 | 0 | 0 | 0 | 0 | 0
u < 5 | 0 | 0 | 0 | 0 | 0 | 0
Total | 0 | 0 | 0 | 0 | 0 | 0
STJF01(PTA 1 STEJARU BORCA)¦ meter SN:1009151000002138
Tensiune reziduală u% | Durata t ms |  |  |  |  | Total
| 10 < t ≤ 200 | 200 < t ≤ 500 | 500 < t ≤ 1000 | 1000 < t ≤ 5000 | 5000 < t ≤ 60000
80 ≤ u < 90 | 0 | 0 | 0 | 0 | 0 | 0
70 ≤ u < 80 | 0 | 0 | 0 | 0 | 0 | 0
40 ≤ u < 70 | 0 | 0 | 0 | 0 | 0 | 0
5 ≤ u < 40 | 0 | 0 | 0 | 0 | 0 | 0
u < 5 | 0 | 0 | 0 | 0 | 0 | 0
Total | 0 | 0 | 0 | 0 | 0 | 0
TPLC01(PTA 1 TOPOLICENI)¦ meter SN:1009151000002531
Tensiune reziduală u% | Durata t ms |  |  |  |  | Total
| 10 < t ≤ 200 | 200 < t ≤ 500 | 500 < t ≤ 1000 | 1000 < t ≤ 5000 | 5000 < t ≤ 60000
80 ≤ u < 90 | 0 | 0 | 0 | 0 | 0 | 0
70 ≤ u < 80 | 0 | 0 | 0 | 0 | 0 | 0
40 ≤ u < 70 | 0 | 0 | 0 | 0 | 0 | 0
5 ≤ u < 40 | 0 | 0 | 0 | 0 | 0 | 0
u < 5 | 0 | 0 | 0 | 0 | 0 | 0
Total | 0 | 0 | 0 | 0 | 0 | 0

## SV10(ZONA SUCEAVA)
SV0009(PT 9 SUCEAVA)¦ meter SN:1702234122645911
Tensiune reziduală u% | Durata t ms |  |  |  |  | Total
| 10 < t ≤ 200 | 200 < t ≤ 500 | 500 < t ≤ 1000 | 1000 < t ≤ 5000 | 5000 < t ≤ 60000
80 ≤ u < 90 | 0 | 0 | 0 | 0 | 0 | 0
70 ≤ u < 80 | 0 | 0 | 0 | 0 | 0 | 0
40 ≤ u < 70 | 0 | 0 | 0 | 0 | 0 | 0
5 ≤ u < 40 | 0 | 0 | 0 | 0 | 0 | 0
u < 5 | 0 | 0 | 0 | 0 | 0 | 0
Total | 0 | 0 | 0 | 0 | 0 | 0
SV0086(PT 86 SUCEAVA)¦ meter SN:1702434125895633
Tensiune reziduală u% | Durata t ms |  |  |  |  | Total
| 10 < t ≤ 200 | 200 < t ≤ 500 | 500 < t ≤ 1000 | 1000 < t ≤ 5000 | 5000 < t ≤ 60000
80 ≤ u < 90 | 0 | 0 | 0 | 0 | 0 | 0
70 ≤ u < 80 | 0 | 0 | 0 | 0 | 0 | 0
40 ≤ u < 70 | 0 | 0 | 0 | 0 | 0 | 0
5 ≤ u < 40 | 0 | 0 | 0 | 0 | 0 | 0
u < 5 | 0 | 0 | 0 | 0 | 0 | 0
Total | 0 | 0 | 0 | 0 | 0 | 0
SV0191(PT 191 SUCEAVA)¦ meter SN:1702234122645912
Tensiune reziduală u% | Durata t ms |  |  |  |  | Total
| 10 < t ≤ 200 | 200 < t ≤ 500 | 500 < t ≤ 1000 | 1000 < t ≤ 5000 | 5000 < t ≤ 60000
80 ≤ u < 90 | 0 | 0 | 0 | 0 | 0 | 0
70 ≤ u < 80 | 0 | 0 | 0 | 0 | 0 | 0
40 ≤ u < 70 | 0 | 0 | 0 | 0 | 0 | 0
5 ≤ u < 40 | 0 | 0 | 0 | 0 | 0 | 0
u < 5 | 0 | 0 | 0 | 0 | 0 | 0
Total | 0 | 0 | 0 | 0 | 0 | 0
SV0192(PT 192 SUCEAVA)¦ meter SN:1702334123978799
Tensiune reziduală u% | Durata t ms |  |  |  |  | Total
| 10 < t ≤ 200 | 200 < t ≤ 500 | 500 < t ≤ 1000 | 1000 < t ≤ 5000 | 5000 < t ≤ 60000
80 ≤ u < 90 | 0 | 0 | 0 | 0 | 0 | 0
70 ≤ u < 80 | 0 | 0 | 0 | 0 | 0 | 0
40 ≤ u < 70 | 0 | 0 | 0 | 0 | 0 | 0
5 ≤ u < 40 | 0 | 0 | 0 | 0 | 0 | 0
u < 5 | 0 | 0 | 0 | 0 | 0 | 0
Total | 0 | 0 | 0 | 0 | 0 | 0
SV0394(PT 394 SUCEAVA)¦ meter SN:1702334123978798
Tensiune reziduală u% | Durata t ms |  |  |  |  | Total
| 10 < t ≤ 200 | 200 < t ≤ 500 | 500 < t ≤ 1000 | 1000 < t ≤ 5000 | 5000 < t ≤ 60000
80 ≤ u < 90 | 0 | 0 | 0 | 0 | 0 | 0
70 ≤ u < 80 | 0 | 0 | 0 | 0 | 0 | 0
40 ≤ u < 70 | 0 | 0 | 0 | 0 | 0 | 0
5 ≤ u < 40 | 0 | 0 | 0 | 0 | 0 | 0
u < 5 | 0 | 0 | 0 | 0 | 0 | 0
Total | 0 | 0 | 0 | 0 | 0 | 0
SV0394(PT 394 SUCEAVA)¦ meter SN:1702334123978803
Tensiune reziduală u% | Durata t ms |  |  |  |  | Total
| 10 < t ≤ 200 | 200 < t ≤ 500 | 500 < t ≤ 1000 | 1000 < t ≤ 5000 | 5000 < t ≤ 60000
80 ≤ u < 90 | 0 | 0 | 0 | 0 | 0 | 0
70 ≤ u < 80 | 0 | 0 | 0 | 0 | 0 | 0
40 ≤ u < 70 | 0 | 0 | 0 | 0 | 0 | 0
5 ≤ u < 40 | 0 | 0 | 0 | 0 | 0 | 0
u < 5 | 0 | 0 | 0 | 0 | 0 | 0
Total | 0 | 0 | 0 | 0 | 0 | 0
DOLH01(PT 1 DOLHASCA)¦ meter SN:1702434125895650
Tensiune reziduală u% | Durata t ms |  |  |  |  | Total
| 10 < t ≤ 200 | 200 < t ≤ 500 | 500 < t ≤ 1000 | 1000 < t ≤ 5000 | 5000 < t ≤ 60000
80 ≤ u < 90 | 0 | 0 | 0 | 0 | 0 | 0
70 ≤ u < 80 | 0 | 0 | 0 | 0 | 0 | 0
40 ≤ u < 70 | 0 | 0 | 0 | 0 | 0 | 0
5 ≤ u < 40 | 0 | 0 | 0 | 0 | 0 | 0
u < 5 | 0 | 0 | 0 | 0 | 0 | 0
Total | 0 | 0 | 0 | 0 | 0 | 0
DOLH03(PT 3 DOLHASCA)¦ meter SN:1702434125895649
Tensiune reziduală u% | Durata t ms |  |  |  |  | Total
| 10 < t ≤ 200 | 200 < t ≤ 500 | 500 < t ≤ 1000 | 1000 < t ≤ 5000 | 5000 < t ≤ 60000
80 ≤ u < 90 | 0 | 0 | 0 | 0 | 0 | 0
70 ≤ u < 80 | 0 | 0 | 0 | 0 | 0 | 0
40 ≤ u < 70 | 0 | 0 | 0 | 0 | 0 | 0
5 ≤ u < 40 | 0 | 0 | 0 | 0 | 0 | 0
u < 5 | 0 | 0 | 0 | 0 | 0 | 0
Total | 0 | 0 | 0 | 0 | 0 | 0
BAIA01(PT 1 BAIA)¦ meter SN:1702434125895652
Tensiune reziduală u% | Durata t ms |  |  |  |  | Total
| 10 < t ≤ 200 | 200 < t ≤ 500 | 500 < t ≤ 1000 | 1000 < t ≤ 5000 | 5000 < t ≤ 60000
80 ≤ u < 90 | 0 | 0 | 0 | 0 | 0 | 0
70 ≤ u < 80 | 0 | 0 | 0 | 0 | 0 | 0
40 ≤ u < 70 | 0 | 0 | 0 | 0 | 0 | 0
5 ≤ u < 40 | 0 | 0 | 0 | 0 | 0 | 0
u < 5 | 0 | 0 | 0 | 0 | 0 | 0
Total | 0 | 0 | 0 | 0 | 0 | 0
BAIA02(PT 2 BAIA)¦ meter SN:1702434125895647
Tensiune reziduală u% | Durata t ms |  |  |  |  | Total
| 10 < t ≤ 200 | 200 < t ≤ 500 | 500 < t ≤ 1000 | 1000 < t ≤ 5000 | 5000 < t ≤ 60000
80 ≤ u < 90 | 0 | 0 | 0 | 0 | 0 | 0
70 ≤ u < 80 | 0 | 0 | 0 | 0 | 0 | 0
40 ≤ u < 70 | 0 | 0 | 0 | 0 | 0 | 0
5 ≤ u < 40 | 0 | 0 | 0 | 0 | 0 | 0
u < 5 | 0 | 0 | 0 | 0 | 0 | 0
Total | 0 | 0 | 0 | 0 | 0 | 0
BAIA03(PT 3 BAIA)¦ meter SN:1702434125895646
Tensiune reziduală u% | Durata t ms |  |  |  |  | Total
| 10 < t ≤ 200 | 200 < t ≤ 500 | 500 < t ≤ 1000 | 1000 < t ≤ 5000 | 5000 < t ≤ 60000
80 ≤ u < 90 | 0 | 0 | 0 | 0 | 0 | 0
70 ≤ u < 80 | 0 | 0 | 0 | 0 | 0 | 0
40 ≤ u < 70 | 0 | 0 | 0 | 0 | 0 | 0
5 ≤ u < 40 | 0 | 0 | 0 | 0 | 0 | 0
u < 5 | 0 | 0 | 0 | 0 | 0 | 0
Total | 0 | 0 | 0 | 0 | 0 | 0
BAIA04(PT 4 BAIA)¦ meter SN:1702434125895645
Tensiune reziduală u% | Durata t ms |  |  |  |  | Total
| 10 < t ≤ 200 | 200 < t ≤ 500 | 500 < t ≤ 1000 | 1000 < t ≤ 5000 | 5000 < t ≤ 60000
80 ≤ u < 90 | 0 | 0 | 0 | 0 | 0 | 0
70 ≤ u < 80 | 0 | 0 | 0 | 0 | 0 | 0
40 ≤ u < 70 | 0 | 0 | 0 | 0 | 0 | 0
5 ≤ u < 40 | 0 | 0 | 0 | 0 | 0 | 0
u < 5 | 0 | 0 | 0 | 0 | 0 | 0
Total | 0 | 0 | 0 | 0 | 0 | 0
BAIA08(PT 8 BAIA)¦ meter SN:1702434125895644
Tensiune reziduală u% | Durata t ms |  |  |  |  | Total
| 10 < t ≤ 200 | 200 < t ≤ 500 | 500 < t ≤ 1000 | 1000 < t ≤ 5000 | 5000 < t ≤ 60000
80 ≤ u < 90 | 0 | 0 | 0 | 0 | 0 | 0
70 ≤ u < 80 | 0 | 0 | 0 | 0 | 0 | 0
40 ≤ u < 70 | 0 | 0 | 0 | 0 | 0 | 0
5 ≤ u < 40 | 0 | 0 | 0 | 0 | 0 | 0
u < 5 | 0 | 0 | 0 | 0 | 0 | 0
Total | 0 | 0 | 0 | 0 | 0 | 0
BAIA09(PT 9 BAIA)¦ meter SN:1702434125895618
Tensiune reziduală u% | Durata t ms |  |  |  |  | Total
| 10 < t ≤ 200 | 200 < t ≤ 500 | 500 < t ≤ 1000 | 1000 < t ≤ 5000 | 5000 < t ≤ 60000
80 ≤ u < 90 | 0 | 0 | 0 | 0 | 0 | 0
70 ≤ u < 80 | 0 | 0 | 0 | 0 | 0 | 0
40 ≤ u < 70 | 0 | 0 | 0 | 0 | 0 | 0
5 ≤ u < 40 | 0 | 0 | 0 | 0 | 0 | 0
u < 5 | 0 | 0 | 0 | 0 | 0 | 0
Total | 0 | 0 | 0 | 0 | 0 | 0
BAIA10(PT 10 BAIA)¦ meter SN:1702434125895642
Tensiune reziduală u% | Durata t ms |  |  |  |  | Total
| 10 < t ≤ 200 | 200 < t ≤ 500 | 500 < t ≤ 1000 | 1000 < t ≤ 5000 | 5000 < t ≤ 60000
80 ≤ u < 90 | 0 | 0 | 0 | 0 | 0 | 0
70 ≤ u < 80 | 0 | 0 | 0 | 0 | 0 | 0
40 ≤ u < 70 | 0 | 0 | 0 | 0 | 0 | 0
5 ≤ u < 40 | 0 | 0 | 0 | 0 | 0 | 0
u < 5 | 0 | 0 | 0 | 0 | 0 | 0
Total | 0 | 0 | 0 | 0 | 0 | 0
BAIA14(PT 14 BAIA)¦ meter SN:1702434125895653
Tensiune reziduală u% | Durata t ms |  |  |  |  | Total
| 10 < t ≤ 200 | 200 < t ≤ 500 | 500 < t ≤ 1000 | 1000 < t ≤ 5000 | 5000 < t ≤ 60000
80 ≤ u < 90 | 0 | 0 | 0 | 0 | 0 | 0
70 ≤ u < 80 | 0 | 0 | 0 | 0 | 0 | 0
40 ≤ u < 70 | 0 | 0 | 0 | 0 | 0 | 0
5 ≤ u < 40 | 0 | 0 | 0 | 0 | 0 | 0
u < 5 | 0 | 0 | 0 | 0 | 0 | 0
Total | 0 | 0 | 0 | 0 | 0 | 0
BAIA21(PTA 21 BAIA)¦ meter SN:1702434125895643
Tensiune reziduală u% | Durata t ms |  |  |  |  | Total
| 10 < t ≤ 200 | 200 < t ≤ 500 | 500 < t ≤ 1000 | 1000 < t ≤ 5000 | 5000 < t ≤ 60000
80 ≤ u < 90 | 0 | 0 | 0 | 0 | 0 | 0
70 ≤ u < 80 | 0 | 0 | 0 | 0 | 0 | 0
40 ≤ u < 70 | 0 | 0 | 0 | 0 | 0 | 0
5 ≤ u < 40 | 0 | 0 | 0 | 0 | 0 | 0
u < 5 | 0 | 0 | 0 | 0 | 0 | 0
Total | 0 | 0 | 0 | 0 | 0 | 0
BAIA24(PT 24 BAIA)¦ meter SN:1702334125532489
Tensiune reziduală u% | Durata t ms |  |  |  |  | Total
| 10 < t ≤ 200 | 200 < t ≤ 500 | 500 < t ≤ 1000 | 1000 < t ≤ 5000 | 5000 < t ≤ 60000
80 ≤ u < 90 | 0 | 0 | 0 | 0 | 0 | 0
70 ≤ u < 80 | 0 | 0 | 0 | 0 | 0 | 0
40 ≤ u < 70 | 0 | 0 | 0 | 0 | 0 | 0
5 ≤ u < 40 | 0 | 0 | 0 | 0 | 0 | 0
u < 5 | 0 | 0 | 0 | 0 | 0 | 0
Total | 0 | 0 | 0 | 0 | 0 | 0
BRAI01(PT 1 BRAIESTI)¦ meter SN:1702234122711468
Tensiune reziduală u% | Durata t ms |  |  |  |  | Total
| 10 < t ≤ 200 | 200 < t ≤ 500 | 500 < t ≤ 1000 | 1000 < t ≤ 5000 | 5000 < t ≤ 60000
80 ≤ u < 90 | 0 | 0 | 0 | 5194 | 4365 | 9559
70 ≤ u < 80 | 0 | 0 | 0 | 0 | 0 | 0
40 ≤ u < 70 | 0 | 0 | 0 | 0 | 0 | 0
5 ≤ u < 40 | 0 | 0 | 0 | 0 | 0 | 0
u < 5 | 0 | 0 | 0 | 0 | 0 | 0
Total | 0 | 0 | 0 | 5194 | 4365 | 9559
BRAI02(PT 2 BRAIESTI)¦ meter SN:1702234122711467
Tensiune reziduală u% | Durata t ms |  |  |  |  | Total
| 10 < t ≤ 200 | 200 < t ≤ 500 | 500 < t ≤ 1000 | 1000 < t ≤ 5000 | 5000 < t ≤ 60000
80 ≤ u < 90 | 0 | 0 | 0 | 25720 | 25008 | 50728
70 ≤ u < 80 | 0 | 0 | 0 | 0 | 0 | 0
40 ≤ u < 70 | 0 | 0 | 0 | 0 | 0 | 0
5 ≤ u < 40 | 0 | 0 | 0 | 0 | 0 | 0
u < 5 | 0 | 0 | 0 | 0 | 0 | 0
Total | 0 | 0 | 0 | 25720 | 25008 | 50728
CIML05(PT 5 CIUMULESTI)¦ meter SN:1009151000002807
Tensiune reziduală u% | Durata t ms |  |  |  |  | Total
| 10 < t ≤ 200 | 200 < t ≤ 500 | 500 < t ≤ 1000 | 1000 < t ≤ 5000 | 5000 < t ≤ 60000
80 ≤ u < 90 | 0 | 0 | 0 | 0 | 0 | 0
70 ≤ u < 80 | 0 | 0 | 0 | 0 | 0 | 0
40 ≤ u < 70 | 0 | 0 | 0 | 0 | 0 | 0
5 ≤ u < 40 | 0 | 0 | 0 | 0 | 0 | 0
u < 5 | 0 | 0 | 0 | 0 | 0 | 0
Total | 0 | 0 | 0 | 0 | 0 | 0
CORN01(PT 1 CORNU LUNCII)¦ meter SN:1702234122711475
Tensiune reziduală u% | Durata t ms |  |  |  |  | Total
| 10 < t ≤ 200 | 200 < t ≤ 500 | 500 < t ≤ 1000 | 1000 < t ≤ 5000 | 5000 < t ≤ 60000
80 ≤ u < 90 | 0 | 0 | 0 | 10 | 2 | 12
70 ≤ u < 80 | 0 | 0 | 0 | 0 | 0 | 0
40 ≤ u < 70 | 0 | 0 | 0 | 0 | 0 | 0
5 ≤ u < 40 | 0 | 0 | 0 | 0 | 0 | 0
u < 5 | 0 | 0 | 0 | 0 | 0 | 0
Total | 0 | 0 | 0 | 10 | 2 | 12
CORN02(PT 2 CORNU LUNCII)¦ meter SN:1702334124027394
Tensiune reziduală u% | Durata t ms |  |  |  |  | Total
| 10 < t ≤ 200 | 200 < t ≤ 500 | 500 < t ≤ 1000 | 1000 < t ≤ 5000 | 5000 < t ≤ 60000
80 ≤ u < 90 | 0 | 0 | 0 | 0 | 0 | 0
70 ≤ u < 80 | 0 | 0 | 0 | 0 | 0 | 0
40 ≤ u < 70 | 0 | 0 | 0 | 0 | 0 | 0
5 ≤ u < 40 | 0 | 0 | 0 | 0 | 0 | 0
u < 5 | 0 | 0 | 0 | 0 | 0 | 0
Total | 0 | 0 | 0 | 0 | 0 | 0
CORN03(PT 3 CORNU LUNCII)¦ meter SN:1702334124027398
Tensiune reziduală u% | Durata t ms |  |  |  |  | Total
| 10 < t ≤ 200 | 200 < t ≤ 500 | 500 < t ≤ 1000 | 1000 < t ≤ 5000 | 5000 < t ≤ 60000
80 ≤ u < 90 | 0 | 0 | 0 | 3 | 0 | 3
70 ≤ u < 80 | 0 | 0 | 0 | 0 | 0 | 0
40 ≤ u < 70 | 0 | 0 | 0 | 0 | 0 | 0
5 ≤ u < 40 | 0 | 0 | 0 | 0 | 0 | 0
u < 5 | 0 | 0 | 0 | 0 | 0 | 0
Total | 0 | 0 | 0 | 3 | 0 | 3
CORN04(PT 4 CORNU LUNCII)¦ meter SN:1702334124027399
Tensiune reziduală u% | Durata t ms |  |  |  |  | Total
| 10 < t ≤ 200 | 200 < t ≤ 500 | 500 < t ≤ 1000 | 1000 < t ≤ 5000 | 5000 < t ≤ 60000
80 ≤ u < 90 | 0 | 0 | 0 | 3 | 3 | 6
70 ≤ u < 80 | 0 | 0 | 0 | 0 | 0 | 0
40 ≤ u < 70 | 0 | 0 | 0 | 0 | 0 | 0
5 ≤ u < 40 | 0 | 0 | 0 | 0 | 0 | 0
u < 5 | 0 | 0 | 0 | 0 | 0 | 0
Total | 0 | 0 | 0 | 3 | 3 | 6
CORN06(PTA 6 CORNU LUNCII)¦ meter SN:1702234122711533
Tensiune reziduală u% | Durata t ms |  |  |  |  | Total
| 10 < t ≤ 200 | 200 < t ≤ 500 | 500 < t ≤ 1000 | 1000 < t ≤ 5000 | 5000 < t ≤ 60000
80 ≤ u < 90 | 0 | 0 | 0 | 306 | 233 | 539
70 ≤ u < 80 | 0 | 0 | 0 | 0 | 0 | 0
40 ≤ u < 70 | 0 | 0 | 0 | 0 | 0 | 0
5 ≤ u < 40 | 0 | 0 | 0 | 0 | 0 | 0
u < 5 | 0 | 0 | 0 | 0 | 0 | 0
Total | 0 | 0 | 0 | 306 | 233 | 539
DBVA01(PT 1 DUMBRAVA (CORNU LUNCII))¦ meter SN:1009151000001382
Tensiune reziduală u% | Durata t ms |  |  |  |  | Total
| 10 < t ≤ 200 | 200 < t ≤ 500 | 500 < t ≤ 1000 | 1000 < t ≤ 5000 | 5000 < t ≤ 60000
80 ≤ u < 90 | 0 | 0 | 0 | 0 | 0 | 0
70 ≤ u < 80 | 0 | 0 | 0 | 0 | 0 | 0
40 ≤ u < 70 | 0 | 0 | 0 | 0 | 0 | 0
5 ≤ u < 40 | 0 | 0 | 0 | 0 | 0 | 0
u < 5 | 0 | 0 | 0 | 0 | 0 | 0
Total | 0 | 0 | 0 | 0 | 0 | 0
FAL001(PT 1 FALTICENI)¦ meter SN:1702334124027388
Tensiune reziduală u% | Durata t ms |  |  |  |  | Total
| 10 < t ≤ 200 | 200 < t ≤ 500 | 500 < t ≤ 1000 | 1000 < t ≤ 5000 | 5000 < t ≤ 60000
80 ≤ u < 90 | 0 | 0 | 0 | 0 | 0 | 0
70 ≤ u < 80 | 0 | 0 | 0 | 0 | 0 | 0
40 ≤ u < 70 | 0 | 0 | 0 | 0 | 0 | 0
5 ≤ u < 40 | 0 | 0 | 0 | 0 | 0 | 0
u < 5 | 0 | 0 | 0 | 0 | 0 | 0
Total | 0 | 0 | 0 | 0 | 0 | 0
FAL008(PT 8 FALTICENI)¦ meter SN:1702334124027401
Tensiune reziduală u% | Durata t ms |  |  |  |  | Total
| 10 < t ≤ 200 | 200 < t ≤ 500 | 500 < t ≤ 1000 | 1000 < t ≤ 5000 | 5000 < t ≤ 60000
80 ≤ u < 90 | 0 | 0 | 0 | 0 | 0 | 0
70 ≤ u < 80 | 0 | 0 | 0 | 0 | 0 | 0
40 ≤ u < 70 | 0 | 0 | 0 | 0 | 0 | 0
5 ≤ u < 40 | 0 | 0 | 0 | 0 | 0 | 0
u < 5 | 0 | 0 | 0 | 0 | 0 | 0
Total | 0 | 0 | 0 | 0 | 0 | 0
FAL023(PT 23 FALTICENI)¦ meter SN:1702234122711472
Tensiune reziduală u% | Durata t ms |  |  |  |  | Total
| 10 < t ≤ 200 | 200 < t ≤ 500 | 500 < t ≤ 1000 | 1000 < t ≤ 5000 | 5000 < t ≤ 60000
80 ≤ u < 90 | 0 | 0 | 0 | 0 | 0 | 0
70 ≤ u < 80 | 0 | 0 | 0 | 0 | 0 | 0
40 ≤ u < 70 | 0 | 0 | 0 | 0 | 0 | 0
5 ≤ u < 40 | 0 | 0 | 0 | 0 | 0 | 0
u < 5 | 0 | 0 | 0 | 0 | 0 | 0
Total | 0 | 0 | 0 | 0 | 0 | 0
FAL025(PT 25 FALTICENI)¦ meter SN:1702334124027386
Tensiune reziduală u% | Durata t ms |  |  |  |  | Total
| 10 < t ≤ 200 | 200 < t ≤ 500 | 500 < t ≤ 1000 | 1000 < t ≤ 5000 | 5000 < t ≤ 60000
80 ≤ u < 90 | 0 | 0 | 0 | 0 | 0 | 0
70 ≤ u < 80 | 0 | 0 | 0 | 0 | 0 | 0
40 ≤ u < 70 | 0 | 0 | 0 | 0 | 0 | 0
5 ≤ u < 40 | 0 | 0 | 0 | 0 | 0 | 0
u < 5 | 0 | 0 | 0 | 0 | 0 | 0
Total | 0 | 0 | 0 | 0 | 0 | 0
FAL026(PT 26 FALTICENI)¦ meter SN:1702334124027387
Tensiune reziduală u% | Durata t ms |  |  |  |  | Total
| 10 < t ≤ 200 | 200 < t ≤ 500 | 500 < t ≤ 1000 | 1000 < t ≤ 5000 | 5000 < t ≤ 60000
80 ≤ u < 90 | 0 | 0 | 0 | 0 | 0 | 0
70 ≤ u < 80 | 0 | 0 | 0 | 0 | 0 | 0
40 ≤ u < 70 | 0 | 0 | 0 | 0 | 0 | 0
5 ≤ u < 40 | 0 | 0 | 0 | 0 | 0 | 0
u < 5 | 0 | 0 | 0 | 0 | 0 | 0
Total | 0 | 0 | 0 | 0 | 0 | 0
FAL032(PT 32 FALTICENI)¦ meter SN:1702334124027395
Tensiune reziduală u% | Durata t ms |  |  |  |  | Total
| 10 < t ≤ 200 | 200 < t ≤ 500 | 500 < t ≤ 1000 | 1000 < t ≤ 5000 | 5000 < t ≤ 60000
80 ≤ u < 90 | 0 | 0 | 0 | 0 | 1 | 1
70 ≤ u < 80 | 0 | 0 | 0 | 0 | 0 | 0
40 ≤ u < 70 | 0 | 0 | 0 | 0 | 0 | 0
5 ≤ u < 40 | 0 | 0 | 0 | 0 | 0 | 0
u < 5 | 0 | 0 | 0 | 0 | 0 | 0
Total | 0 | 0 | 0 | 0 | 1 | 1
FAL040(PT 40 FALTICENI)¦ meter SN:1702234122711474
Tensiune reziduală u% | Durata t ms |  |  |  |  | Total
| 10 < t ≤ 200 | 200 < t ≤ 500 | 500 < t ≤ 1000 | 1000 < t ≤ 5000 | 5000 < t ≤ 60000
80 ≤ u < 90 | 0 | 0 | 0 | 0 | 0 | 0
70 ≤ u < 80 | 0 | 0 | 0 | 0 | 0 | 0
40 ≤ u < 70 | 0 | 0 | 0 | 0 | 0 | 0
5 ≤ u < 40 | 0 | 0 | 0 | 0 | 0 | 0
u < 5 | 0 | 0 | 0 | 0 | 0 | 0
Total | 0 | 0 | 0 | 0 | 0 | 0
FAL041(PT 41 FALTICENI)¦ meter SN:1702334124027348
Tensiune reziduală u% | Durata t ms |  |  |  |  | Total
| 10 < t ≤ 200 | 200 < t ≤ 500 | 500 < t ≤ 1000 | 1000 < t ≤ 5000 | 5000 < t ≤ 60000
80 ≤ u < 90 | 0 | 0 | 0 | 0 | 0 | 0
70 ≤ u < 80 | 0 | 0 | 0 | 0 | 0 | 0
40 ≤ u < 70 | 0 | 0 | 0 | 0 | 0 | 0
5 ≤ u < 40 | 0 | 0 | 0 | 0 | 0 | 0
u < 5 | 0 | 0 | 0 | 0 | 0 | 0
Total | 0 | 0 | 0 | 0 | 0 | 0
FAL043(PT 43 FALTICENI)¦ meter SN:1702334124027350
Tensiune reziduală u% | Durata t ms |  |  |  |  | Total
| 10 < t ≤ 200 | 200 < t ≤ 500 | 500 < t ≤ 1000 | 1000 < t ≤ 5000 | 5000 < t ≤ 60000
80 ≤ u < 90 | 0 | 0 | 0 | 0 | 0 | 0
70 ≤ u < 80 | 0 | 0 | 0 | 0 | 0 | 0
40 ≤ u < 70 | 0 | 0 | 0 | 0 | 0 | 0
5 ≤ u < 40 | 0 | 0 | 0 | 0 | 0 | 0
u < 5 | 0 | 0 | 0 | 0 | 0 | 0
Total | 0 | 0 | 0 | 0 | 0 | 0
FAL066(PT 66 FALTICENI)¦ meter SN:1702334125532488
Tensiune reziduală u% | Durata t ms |  |  |  |  | Total
| 10 < t ≤ 200 | 200 < t ≤ 500 | 500 < t ≤ 1000 | 1000 < t ≤ 5000 | 5000 < t ≤ 60000
80 ≤ u < 90 | 0 | 0 | 0 | 0 | 0 | 0
70 ≤ u < 80 | 0 | 0 | 0 | 0 | 0 | 0
40 ≤ u < 70 | 0 | 0 | 0 | 0 | 0 | 0
5 ≤ u < 40 | 0 | 0 | 0 | 0 | 0 | 0
u < 5 | 0 | 0 | 0 | 0 | 0 | 0
Total | 0 | 0 | 0 | 0 | 0 | 0
FAL071(PT 71 FALTICENI)¦ meter SN:1702334124027396
Tensiune reziduală u% | Durata t ms |  |  |  |  | Total
| 10 < t ≤ 200 | 200 < t ≤ 500 | 500 < t ≤ 1000 | 1000 < t ≤ 5000 | 5000 < t ≤ 60000
80 ≤ u < 90 | 0 | 0 | 0 | 1 | 0 | 1
70 ≤ u < 80 | 0 | 0 | 0 | 0 | 0 | 0
40 ≤ u < 70 | 0 | 0 | 0 | 0 | 0 | 0
5 ≤ u < 40 | 0 | 0 | 0 | 0 | 0 | 0
u < 5 | 0 | 0 | 0 | 0 | 0 | 0
Total | 0 | 0 | 0 | 1 | 0 | 1
GAIN01(PT 1 GAINESTI)¦ meter SN:1702334124027328
Tensiune reziduală u% | Durata t ms |  |  |  |  | Total
| 10 < t ≤ 200 | 200 < t ≤ 500 | 500 < t ≤ 1000 | 1000 < t ≤ 5000 | 5000 < t ≤ 60000
80 ≤ u < 90 | 0 | 0 | 0 | 24098 | 18078 | 42176
70 ≤ u < 80 | 0 | 0 | 0 | 0 | 0 | 0
40 ≤ u < 70 | 0 | 0 | 0 | 0 | 0 | 0
5 ≤ u < 40 | 0 | 0 | 0 | 0 | 0 | 0
u < 5 | 0 | 0 | 0 | 0 | 0 | 0
Total | 0 | 0 | 0 | 24098 | 18078 | 42176
GAIN02(PT 2 GAINESTI)¦ meter SN:1702334124027353
Tensiune reziduală u% | Durata t ms |  |  |  |  | Total
| 10 < t ≤ 200 | 200 < t ≤ 500 | 500 < t ≤ 1000 | 1000 < t ≤ 5000 | 5000 < t ≤ 60000
80 ≤ u < 90 | 0 | 0 | 0 | 17424 | 15306 | 32730
70 ≤ u < 80 | 0 | 0 | 0 | 0 | 0 | 0
40 ≤ u < 70 | 0 | 0 | 0 | 0 | 0 | 0
5 ≤ u < 40 | 0 | 0 | 0 | 0 | 0 | 0
u < 5 | 0 | 0 | 0 | 0 | 0 | 0
Total | 0 | 0 | 0 | 17424 | 15306 | 32730
GAIN03(PT 3 GAINESTI)¦ meter SN:1702334124027325
Tensiune reziduală u% | Durata t ms |  |  |  |  | Total
| 10 < t ≤ 200 | 200 < t ≤ 500 | 500 < t ≤ 1000 | 1000 < t ≤ 5000 | 5000 < t ≤ 60000
80 ≤ u < 90 | 0 | 0 | 0 | 20791 | 14832 | 35623
70 ≤ u < 80 | 0 | 0 | 0 | 0 | 0 | 0
40 ≤ u < 70 | 0 | 0 | 0 | 0 | 0 | 0
5 ≤ u < 40 | 0 | 0 | 0 | 0 | 0 | 0
u < 5 | 0 | 0 | 0 | 0 | 0 | 0
Total | 0 | 0 | 0 | 20791 | 14832 | 35623
GAIN04(PT 4 GAINESTI)¦ meter SN:1702334124027336
Tensiune reziduală u% | Durata t ms |  |  |  |  | Total
| 10 < t ≤ 200 | 200 < t ≤ 500 | 500 < t ≤ 1000 | 1000 < t ≤ 5000 | 5000 < t ≤ 60000
80 ≤ u < 90 | 0 | 0 | 0 | 28161 | 20972 | 49133
70 ≤ u < 80 | 0 | 0 | 0 | 0 | 0 | 0
40 ≤ u < 70 | 0 | 0 | 0 | 0 | 0 | 0
5 ≤ u < 40 | 0 | 0 | 0 | 0 | 0 | 0
u < 5 | 0 | 0 | 0 | 0 | 0 | 0
Total | 0 | 0 | 0 | 28161 | 20972 | 49133
JAHA01(PT 1 JAHALIA)¦ meter SN:1009151000002066
Tensiune reziduală u% | Durata t ms |  |  |  |  | Total
| 10 < t ≤ 200 | 200 < t ≤ 500 | 500 < t ≤ 1000 | 1000 < t ≤ 5000 | 5000 < t ≤ 60000
80 ≤ u < 90 | 0 | 0 | 0 | 0 | 0 | 0
70 ≤ u < 80 | 0 | 0 | 0 | 0 | 0 | 0
40 ≤ u < 70 | 0 | 0 | 0 | 0 | 0 | 0
5 ≤ u < 40 | 0 | 0 | 0 | 0 | 0 | 0
u < 5 | 0 | 0 | 0 | 0 | 0 | 0
Total | 0 | 0 | 0 | 0 | 0 | 0
MALI01(PT 1 MALINI)¦ meter SN:1702234122711587
Tensiune reziduală u% | Durata t ms |  |  |  |  | Total
| 10 < t ≤ 200 | 200 < t ≤ 500 | 500 < t ≤ 1000 | 1000 < t ≤ 5000 | 5000 < t ≤ 60000
80 ≤ u < 90 | 0 | 0 | 0 | 11909 | 10846 | 22755
70 ≤ u < 80 | 0 | 0 | 0 | 0 | 0 | 0
40 ≤ u < 70 | 0 | 0 | 0 | 0 | 0 | 0
5 ≤ u < 40 | 0 | 0 | 0 | 0 | 0 | 0
u < 5 | 0 | 0 | 0 | 0 | 0 | 0
Total | 0 | 0 | 0 | 11909 | 10846 | 22755
MALI02(PT 2 MALINI)¦ meter SN:1702234122711588
Tensiune reziduală u% | Durata t ms |  |  |  |  | Total
| 10 < t ≤ 200 | 200 < t ≤ 500 | 500 < t ≤ 1000 | 1000 < t ≤ 5000 | 5000 < t ≤ 60000
80 ≤ u < 90 | 0 | 0 | 0 | 3900 | 1218 | 5118
70 ≤ u < 80 | 0 | 0 | 0 | 0 | 0 | 0
40 ≤ u < 70 | 0 | 0 | 0 | 0 | 0 | 0
5 ≤ u < 40 | 0 | 0 | 0 | 0 | 0 | 0
u < 5 | 0 | 0 | 0 | 0 | 0 | 0
Total | 0 | 0 | 0 | 3900 | 1218 | 5118
MALI03(PT 3 MALINI)¦ meter SN:1702234122711585
Tensiune reziduală u% | Durata t ms |  |  |  |  | Total
| 10 < t ≤ 200 | 200 < t ≤ 500 | 500 < t ≤ 1000 | 1000 < t ≤ 5000 | 5000 < t ≤ 60000
80 ≤ u < 90 | 0 | 0 | 0 | 63 | 16 | 79
70 ≤ u < 80 | 0 | 0 | 0 | 0 | 0 | 0
40 ≤ u < 70 | 0 | 0 | 0 | 0 | 0 | 0
5 ≤ u < 40 | 0 | 0 | 0 | 0 | 0 | 0
u < 5 | 0 | 0 | 0 | 0 | 0 | 0
Total | 0 | 0 | 0 | 63 | 16 | 79
MALI05(PT 5 MALINI)¦ meter SN:1702234122711590
Tensiune reziduală u% | Durata t ms |  |  |  |  | Total
| 10 < t ≤ 200 | 200 < t ≤ 500 | 500 < t ≤ 1000 | 1000 < t ≤ 5000 | 5000 < t ≤ 60000
80 ≤ u < 90 | 0 | 0 | 0 | 8249 | 6469 | 14718
70 ≤ u < 80 | 0 | 0 | 0 | 0 | 0 | 0
40 ≤ u < 70 | 0 | 0 | 0 | 0 | 0 | 0
5 ≤ u < 40 | 0 | 0 | 0 | 0 | 0 | 0
u < 5 | 0 | 0 | 0 | 0 | 0 | 0
Total | 0 | 0 | 0 | 8249 | 6469 | 14718
MALI07(PT 7 MALINI)¦ meter SN:1702234122711586
Tensiune reziduală u% | Durata t ms |  |  |  |  | Total
| 10 < t ≤ 200 | 200 < t ≤ 500 | 500 < t ≤ 1000 | 1000 < t ≤ 5000 | 5000 < t ≤ 60000
80 ≤ u < 90 | 0 | 0 | 0 | 1693 | 1314 | 3007
70 ≤ u < 80 | 0 | 0 | 0 | 0 | 0 | 0
40 ≤ u < 70 | 0 | 0 | 0 | 0 | 0 | 0
5 ≤ u < 40 | 0 | 0 | 0 | 0 | 0 | 0
u < 5 | 0 | 0 | 0 | 0 | 0 | 0
Total | 0 | 0 | 0 | 1693 | 1314 | 3007
PLPB02(PT 2 PLOPI)¦ meter SN:1702434125895596
Tensiune reziduală u% | Durata t ms |  |  |  |  | Total
| 10 < t ≤ 200 | 200 < t ≤ 500 | 500 < t ≤ 1000 | 1000 < t ≤ 5000 | 5000 < t ≤ 60000
80 ≤ u < 90 | 0 | 0 | 0 | 0 | 0 | 0
70 ≤ u < 80 | 0 | 0 | 0 | 0 | 0 | 0
40 ≤ u < 70 | 0 | 0 | 0 | 0 | 0 | 0
5 ≤ u < 40 | 0 | 0 | 0 | 0 | 0 | 0
u < 5 | 0 | 0 | 0 | 0 | 0 | 0
Total | 0 | 0 | 0 | 0 | 0 | 0
PRAE01(PT 1 PIRAIE)¦ meter SN:1702234122711531
Tensiune reziduală u% | Durata t ms |  |  |  |  | Total
| 10 < t ≤ 200 | 200 < t ≤ 500 | 500 < t ≤ 1000 | 1000 < t ≤ 5000 | 5000 < t ≤ 60000
80 ≤ u < 90 | 0 | 0 | 0 | 1209 | 560 | 1769
70 ≤ u < 80 | 0 | 0 | 0 | 0 | 0 | 0
40 ≤ u < 70 | 0 | 0 | 0 | 0 | 0 | 0
5 ≤ u < 40 | 0 | 0 | 0 | 0 | 0 | 0
u < 5 | 0 | 0 | 0 | 0 | 0 | 0
Total | 0 | 0 | 0 | 1209 | 560 | 1769
PRAE02(PT 2 PIRAIE)¦ meter SN:1702334124027347
Tensiune reziduală u% | Durata t ms |  |  |  |  | Total
| 10 < t ≤ 200 | 200 < t ≤ 500 | 500 < t ≤ 1000 | 1000 < t ≤ 5000 | 5000 < t ≤ 60000
80 ≤ u < 90 | 0 | 0 | 0 | 24283 | 23081 | 47364
70 ≤ u < 80 | 0 | 0 | 0 | 0 | 0 | 0
40 ≤ u < 70 | 0 | 0 | 0 | 0 | 0 | 0
5 ≤ u < 40 | 0 | 0 | 0 | 0 | 0 | 0
u < 5 | 0 | 0 | 0 | 0 | 0 | 0
Total | 0 | 0 | 0 | 24283 | 23081 | 47364
PRAE03(PT 3 PIRAIE)¦ meter SN:1702234122711532
Tensiune reziduală u% | Durata t ms |  |  |  |  | Total
| 10 < t ≤ 200 | 200 < t ≤ 500 | 500 < t ≤ 1000 | 1000 < t ≤ 5000 | 5000 < t ≤ 60000
80 ≤ u < 90 | 0 | 0 | 0 | 1598 | 956 | 2554
70 ≤ u < 80 | 0 | 0 | 0 | 0 | 0 | 0
40 ≤ u < 70 | 0 | 0 | 0 | 0 | 0 | 0
5 ≤ u < 40 | 0 | 0 | 0 | 0 | 0 | 0
u < 5 | 0 | 0 | 0 | 0 | 0 | 0
Total | 0 | 0 | 0 | 1598 | 956 | 2554
PRAE04(PT 4 PIRAIE)¦ meter SN:1702234122711476
Tensiune reziduală u% | Durata t ms |  |  |  |  | Total
| 10 < t ≤ 200 | 200 < t ≤ 500 | 500 < t ≤ 1000 | 1000 < t ≤ 5000 | 5000 < t ≤ 60000
80 ≤ u < 90 | 0 | 0 | 0 | 10964 | 8227 | 19191
70 ≤ u < 80 | 0 | 0 | 0 | 0 | 0 | 0
40 ≤ u < 70 | 0 | 0 | 0 | 0 | 0 | 0
5 ≤ u < 40 | 0 | 0 | 0 | 0 | 0 | 0
u < 5 | 0 | 0 | 0 | 0 | 0 | 0
Total | 0 | 0 | 0 | 10964 | 8227 | 19191
RISC02(PT 2 RISCA)¦ meter SN:1702334124027335
Tensiune reziduală u% | Durata t ms |  |  |  |  | Total
| 10 < t ≤ 200 | 200 < t ≤ 500 | 500 < t ≤ 1000 | 1000 < t ≤ 5000 | 5000 < t ≤ 60000
80 ≤ u < 90 | 0 | 0 | 0 | 266 | 88 | 354
70 ≤ u < 80 | 0 | 0 | 0 | 0 | 0 | 0
40 ≤ u < 70 | 0 | 0 | 0 | 0 | 0 | 0
5 ≤ u < 40 | 0 | 0 | 0 | 0 | 0 | 0
u < 5 | 0 | 0 | 0 | 0 | 0 | 0
Total | 0 | 0 | 0 | 266 | 88 | 354
ROTO01(PT 1 ROTOPANESTI)¦ meter SN:1702234122711471
Tensiune reziduală u% | Durata t ms |  |  |  |  | Total
| 10 < t ≤ 200 | 200 < t ≤ 500 | 500 < t ≤ 1000 | 1000 < t ≤ 5000 | 5000 < t ≤ 60000
80 ≤ u < 90 | 0 | 0 | 0 | 5 | 0 | 5
70 ≤ u < 80 | 0 | 0 | 0 | 0 | 0 | 0
40 ≤ u < 70 | 0 | 0 | 0 | 0 | 0 | 0
5 ≤ u < 40 | 0 | 0 | 0 | 0 | 0 | 0
u < 5 | 0 | 0 | 0 | 0 | 0 | 0
Total | 0 | 0 | 0 | 5 | 0 | 5
ROTO02(PT 2 ROTOPANESTI)¦ meter SN:1702334124027400
Tensiune reziduală u% | Durata t ms |  |  |  |  | Total
| 10 < t ≤ 200 | 200 < t ≤ 500 | 500 < t ≤ 1000 | 1000 < t ≤ 5000 | 5000 < t ≤ 60000
80 ≤ u < 90 | 0 | 0 | 0 | 0 | 0 | 0
70 ≤ u < 80 | 0 | 0 | 0 | 0 | 0 | 0
40 ≤ u < 70 | 0 | 0 | 0 | 0 | 0 | 0
5 ≤ u < 40 | 0 | 0 | 0 | 0 | 0 | 0
u < 5 | 0 | 0 | 0 | 0 | 0 | 0
Total | 0 | 0 | 0 | 0 | 0 | 0
RSRI01(PT 1 ROSIORI)¦ meter SN:1702334124027332
Tensiune reziduală u% | Durata t ms |  |  |  |  | Total
| 10 < t ≤ 200 | 200 < t ≤ 500 | 500 < t ≤ 1000 | 1000 < t ≤ 5000 | 5000 < t ≤ 60000
80 ≤ u < 90 | 0 | 0 | 0 | 13 | 3 | 16
70 ≤ u < 80 | 0 | 0 | 0 | 0 | 0 | 0
40 ≤ u < 70 | 0 | 0 | 0 | 0 | 0 | 0
5 ≤ u < 40 | 0 | 0 | 0 | 0 | 0 | 0
u < 5 | 0 | 0 | 0 | 0 | 0 | 0
Total | 0 | 0 | 0 | 13 | 3 | 16
RSRI03(PTA 3 ROSIORI)¦ meter SN:1702334124027334
Tensiune reziduală u% | Durata t ms |  |  |  |  | Total
| 10 < t ≤ 200 | 200 < t ≤ 500 | 500 < t ≤ 1000 | 1000 < t ≤ 5000 | 5000 < t ≤ 60000
80 ≤ u < 90 | 0 | 0 | 0 | 135 | 87 | 222
70 ≤ u < 80 | 0 | 0 | 0 | 0 | 0 | 0
40 ≤ u < 70 | 0 | 0 | 0 | 0 | 0 | 0
5 ≤ u < 40 | 0 | 0 | 0 | 0 | 0 | 0
u < 5 | 0 | 0 | 0 | 0 | 0 | 0
Total | 0 | 0 | 0 | 135 | 87 | 222
SASN01(PT 1 SASCA NOUA)¦ meter SN:1702234122711466
Tensiune reziduală u% | Durata t ms |  |  |  |  | Total
| 10 < t ≤ 200 | 200 < t ≤ 500 | 500 < t ≤ 1000 | 1000 < t ≤ 5000 | 5000 < t ≤ 60000
80 ≤ u < 90 | 0 | 0 | 0 | 1 | 0 | 1
70 ≤ u < 80 | 0 | 0 | 0 | 0 | 0 | 0
40 ≤ u < 70 | 0 | 0 | 0 | 0 | 0 | 0
5 ≤ u < 40 | 0 | 0 | 0 | 0 | 0 | 0
u < 5 | 0 | 0 | 0 | 0 | 0 | 0
Total | 0 | 0 | 0 | 1 | 0 | 1
SLAS01(PT 1 SLATIOARA)¦ meter SN:1702334124027385
Tensiune reziduală u% | Durata t ms |  |  |  |  | Total
| 10 < t ≤ 200 | 200 < t ≤ 500 | 500 < t ≤ 1000 | 1000 < t ≤ 5000 | 5000 < t ≤ 60000
80 ≤ u < 90 | 0 | 0 | 0 | 20 | 16 | 36
70 ≤ u < 80 | 0 | 0 | 0 | 0 | 0 | 0
40 ≤ u < 70 | 0 | 0 | 0 | 0 | 0 | 0
5 ≤ u < 40 | 0 | 0 | 0 | 0 | 0 | 0
u < 5 | 0 | 0 | 0 | 0 | 0 | 0
Total | 0 | 0 | 0 | 20 | 16 | 36
SLAS02(PT 2 SLATIOARA)¦ meter SN:1702334124027331
Tensiune reziduală u% | Durata t ms |  |  |  |  | Total
| 10 < t ≤ 200 | 200 < t ≤ 500 | 500 < t ≤ 1000 | 1000 < t ≤ 5000 | 5000 < t ≤ 60000
80 ≤ u < 90 | 0 | 0 | 0 | 0 | 0 | 0
70 ≤ u < 80 | 0 | 0 | 0 | 0 | 0 | 0
40 ≤ u < 70 | 0 | 0 | 0 | 0 | 0 | 0
5 ≤ u < 40 | 0 | 0 | 0 | 0 | 0 | 0
u < 5 | 0 | 0 | 0 | 0 | 0 | 0
Total | 0 | 0 | 0 | 0 | 0 | 0
SLAT02(PT 2 SLATINA)¦ meter SN:1702434125895666
Tensiune reziduală u% | Durata t ms |  |  |  |  | Total
| 10 < t ≤ 200 | 200 < t ≤ 500 | 500 < t ≤ 1000 | 1000 < t ≤ 5000 | 5000 < t ≤ 60000
80 ≤ u < 90 | 0 | 0 | 0 | 0 | 0 | 0
70 ≤ u < 80 | 0 | 0 | 0 | 0 | 0 | 0
40 ≤ u < 70 | 0 | 0 | 0 | 0 | 0 | 0
5 ≤ u < 40 | 0 | 0 | 0 | 0 | 0 | 0
u < 5 | 0 | 0 | 0 | 0 | 0 | 0
Total | 0 | 0 | 0 | 0 | 0 | 0
SPAT01(PT 1 SPATARESTI)¦ meter SN:1702334125532483
Tensiune reziduală u% | Durata t ms |  |  |  |  | Total
| 10 < t ≤ 200 | 200 < t ≤ 500 | 500 < t ≤ 1000 | 1000 < t ≤ 5000 | 5000 < t ≤ 60000
80 ≤ u < 90 | 0 | 0 | 0 | 0 | 0 | 0
70 ≤ u < 80 | 0 | 0 | 0 | 0 | 0 | 0
40 ≤ u < 70 | 0 | 0 | 0 | 0 | 0 | 0
5 ≤ u < 40 | 0 | 0 | 0 | 0 | 0 | 0
u < 5 | 0 | 0 | 0 | 0 | 0 | 0
Total | 0 | 0 | 0 | 0 | 0 | 0
SPAT02(PT 2 SPATARESTI)¦ meter SN:1702434125895613
Tensiune reziduală u% | Durata t ms |  |  |  |  | Total
| 10 < t ≤ 200 | 200 < t ≤ 500 | 500 < t ≤ 1000 | 1000 < t ≤ 5000 | 5000 < t ≤ 60000
80 ≤ u < 90 | 0 | 0 | 0 | 0 | 0 | 0
70 ≤ u < 80 | 0 | 0 | 0 | 0 | 0 | 0
40 ≤ u < 70 | 0 | 0 | 0 | 0 | 0 | 0
5 ≤ u < 40 | 0 | 0 | 0 | 0 | 0 | 0
u < 5 | 0 | 0 | 0 | 0 | 0 | 0
Total | 0 | 0 | 0 | 0 | 0 | 0
SPAT03(PT 3 SPATARESTI)¦ meter SN:1702434125895620
Tensiune reziduală u% | Durata t ms |  |  |  |  | Total
| 10 < t ≤ 200 | 200 < t ≤ 500 | 500 < t ≤ 1000 | 1000 < t ≤ 5000 | 5000 < t ≤ 60000
80 ≤ u < 90 | 0 | 0 | 0 | 0 | 0 | 0
70 ≤ u < 80 | 0 | 0 | 0 | 0 | 0 | 0
40 ≤ u < 70 | 0 | 0 | 0 | 0 | 0 | 0
5 ≤ u < 40 | 0 | 0 | 0 | 0 | 0 | 0
u < 5 | 0 | 0 | 0 | 0 | 0 | 0
Total | 0 | 0 | 0 | 0 | 0 | 0
SUHS01(PT 1 SUHA)¦ meter SN:1702234122711536
Tensiune reziduală u% | Durata t ms |  |  |  |  | Total
| 10 < t ≤ 200 | 200 < t ≤ 500 | 500 < t ≤ 1000 | 1000 < t ≤ 5000 | 5000 < t ≤ 60000
80 ≤ u < 90 | 0 | 0 | 0 | 1417 | 954 | 2371
70 ≤ u < 80 | 0 | 0 | 0 | 0 | 0 | 0
40 ≤ u < 70 | 0 | 0 | 0 | 0 | 0 | 0
5 ≤ u < 40 | 0 | 0 | 0 | 0 | 0 | 0
u < 5 | 0 | 0 | 0 | 0 | 0 | 0
Total | 0 | 0 | 0 | 1417 | 954 | 2371
SUHS02(PT 2 SUHA)¦ meter SN:1702234122711535
Tensiune reziduală u% | Durata t ms |  |  |  |  | Total
| 10 < t ≤ 200 | 200 < t ≤ 500 | 500 < t ≤ 1000 | 1000 < t ≤ 5000 | 5000 < t ≤ 60000
80 ≤ u < 90 | 0 | 0 | 0 | 13 | 65 | 78
70 ≤ u < 80 | 0 | 0 | 0 | 0 | 0 | 0
40 ≤ u < 70 | 0 | 0 | 0 | 0 | 0 | 0
5 ≤ u < 40 | 0 | 0 | 0 | 0 | 0 | 0
u < 5 | 0 | 0 | 0 | 0 | 0 | 0
Total | 0 | 0 | 0 | 13 | 65 | 78
SUHS03(PT 3 SUHA)¦ meter SN:1702234122711589
Tensiune reziduală u% | Durata t ms |  |  |  |  | Total
| 10 < t ≤ 200 | 200 < t ≤ 500 | 500 < t ≤ 1000 | 1000 < t ≤ 5000 | 5000 < t ≤ 60000
80 ≤ u < 90 | 0 | 0 | 0 | 2442 | 1924 | 4366
70 ≤ u < 80 | 0 | 0 | 0 | 0 | 0 | 0
40 ≤ u < 70 | 0 | 0 | 0 | 0 | 0 | 0
5 ≤ u < 40 | 0 | 0 | 0 | 0 | 0 | 0
u < 5 | 0 | 0 | 0 | 0 | 0 | 0
Total | 0 | 0 | 0 | 2442 | 1924 | 4366
VADU02(PT 2 VADU MOLDOVEI)¦ meter SN:1702334124027341
Tensiune reziduală u% | Durata t ms |  |  |  |  | Total
| 10 < t ≤ 200 | 200 < t ≤ 500 | 500 < t ≤ 1000 | 1000 < t ≤ 5000 | 5000 < t ≤ 60000
80 ≤ u < 90 | 0 | 0 | 0 | 0 | 0 | 0
70 ≤ u < 80 | 0 | 0 | 0 | 0 | 0 | 0
40 ≤ u < 70 | 0 | 0 | 0 | 0 | 0 | 0
5 ≤ u < 40 | 0 | 0 | 0 | 0 | 0 | 0
u < 5 | 0 | 0 | 0 | 0 | 0 | 0
Total | 0 | 0 | 0 | 0 | 0 | 0
VADU03(PTA 3 VADU MOLDOVEI)¦ meter SN:1702434125895648
Tensiune reziduală u% | Durata t ms |  |  |  |  | Total
| 10 < t ≤ 200 | 200 < t ≤ 500 | 500 < t ≤ 1000 | 1000 < t ≤ 5000 | 5000 < t ≤ 60000
80 ≤ u < 90 | 0 | 0 | 0 | 0 | 0 | 0
70 ≤ u < 80 | 0 | 0 | 0 | 0 | 0 | 0
40 ≤ u < 70 | 0 | 0 | 0 | 0 | 0 | 0
5 ≤ u < 40 | 0 | 0 | 0 | 0 | 0 | 0
u < 5 | 0 | 0 | 0 | 0 | 0 | 0
Total | 0 | 0 | 0 | 0 | 0 | 0
VADU04(PTA 4 VADU MOLDOVEI)¦ meter SN:1702434125895622
Tensiune reziduală u% | Durata t ms |  |  |  |  | Total
| 10 < t ≤ 200 | 200 < t ≤ 500 | 500 < t ≤ 1000 | 1000 < t ≤ 5000 | 5000 < t ≤ 60000
80 ≤ u < 90 | 0 | 0 | 0 | 0 | 0 | 0
70 ≤ u < 80 | 0 | 0 | 0 | 0 | 0 | 0
40 ≤ u < 70 | 0 | 0 | 0 | 0 | 0 | 0
5 ≤ u < 40 | 0 | 0 | 0 | 0 | 0 | 0
u < 5 | 0 | 0 | 0 | 0 | 0 | 0
Total | 0 | 0 | 0 | 0 | 0 | 0
VLNI03(PT 3 VALENI)¦ meter SN:1702334124027330
Tensiune reziduală u% | Durata t ms |  |  |  |  | Total
| 10 < t ≤ 200 | 200 < t ≤ 500 | 500 < t ≤ 1000 | 1000 < t ≤ 5000 | 5000 < t ≤ 60000
80 ≤ u < 90 | 0 | 0 | 0 | 730 | 492 | 1222
70 ≤ u < 80 | 0 | 0 | 0 | 0 | 0 | 0
40 ≤ u < 70 | 0 | 0 | 0 | 0 | 0 | 0
5 ≤ u < 40 | 0 | 0 | 0 | 0 | 0 | 0
u < 5 | 0 | 0 | 0 | 0 | 0 | 0
Total | 0 | 0 | 0 | 730 | 492 | 1222
VLNI05(PT 5 VALENI)¦ meter SN:1702334124027389
Tensiune reziduală u% | Durata t ms |  |  |  |  | Total
| 10 < t ≤ 200 | 200 < t ≤ 500 | 500 < t ≤ 1000 | 1000 < t ≤ 5000 | 5000 < t ≤ 60000
80 ≤ u < 90 | 0 | 0 | 0 | 1693 | 1257 | 2950
70 ≤ u < 80 | 0 | 0 | 0 | 0 | 0 | 0
40 ≤ u < 70 | 0 | 0 | 0 | 0 | 0 | 0
5 ≤ u < 40 | 0 | 0 | 0 | 0 | 0 | 0
u < 5 | 0 | 0 | 0 | 0 | 0 | 0
Total | 0 | 0 | 0 | 1693 | 1257 | 2950
VLNI06(PT 6 VALENI)¦ meter SN:1702334124027333
Tensiune reziduală u% | Durata t ms |  |  |  |  | Total
| 10 < t ≤ 200 | 200 < t ≤ 500 | 500 < t ≤ 1000 | 1000 < t ≤ 5000 | 5000 < t ≤ 60000
80 ≤ u < 90 | 0 | 0 | 0 | 380 | 271 | 651
70 ≤ u < 80 | 0 | 0 | 0 | 0 | 0 | 0
40 ≤ u < 70 | 0 | 0 | 0 | 0 | 0 | 0
5 ≤ u < 40 | 0 | 0 | 0 | 0 | 0 | 0
u < 5 | 0 | 0 | 0 | 0 | 0 | 0
Total | 0 | 0 | 0 | 380 | 271 | 651
VLNI16(PTA 16 VALENI)¦ meter SN:1702334125532490
Tensiune reziduală u% | Durata t ms |  |  |  |  | Total
| 10 < t ≤ 200 | 200 < t ≤ 500 | 500 < t ≤ 1000 | 1000 < t ≤ 5000 | 5000 < t ≤ 60000
80 ≤ u < 90 | 0 | 0 | 0 | 0 | 0 | 0
70 ≤ u < 80 | 0 | 0 | 0 | 0 | 0 | 0
40 ≤ u < 70 | 0 | 0 | 0 | 0 | 0 | 0
5 ≤ u < 40 | 0 | 0 | 0 | 0 | 0 | 0
u < 5 | 0 | 0 | 0 | 0 | 0 | 0
Total | 0 | 0 | 0 | 0 | 0 | 0
ADAN01(PT 1 ADINCATA)¦ meter SN:1702334123717813
Tensiune reziduală u% | Durata t ms |  |  |  |  | Total
| 10 < t ≤ 200 | 200 < t ≤ 500 | 500 < t ≤ 1000 | 1000 < t ≤ 5000 | 5000 < t ≤ 60000
80 ≤ u < 90 | 0 | 0 | 0 | 1 | 0 | 1
70 ≤ u < 80 | 0 | 0 | 0 | 0 | 0 | 0
40 ≤ u < 70 | 0 | 0 | 0 | 0 | 0 | 0
5 ≤ u < 40 | 0 | 0 | 0 | 0 | 0 | 0
u < 5 | 0 | 0 | 0 | 0 | 0 | 0
Total | 0 | 0 | 0 | 1 | 0 | 1
ADAN02(PT 2 ADINCATA)¦ meter SN:1702334123717809
Tensiune reziduală u% | Durata t ms |  |  |  |  | Total
| 10 < t ≤ 200 | 200 < t ≤ 500 | 500 < t ≤ 1000 | 1000 < t ≤ 5000 | 5000 < t ≤ 60000
80 ≤ u < 90 | 0 | 0 | 0 | 2 | 0 | 2
70 ≤ u < 80 | 0 | 0 | 0 | 0 | 0 | 0
40 ≤ u < 70 | 0 | 0 | 0 | 0 | 0 | 0
5 ≤ u < 40 | 0 | 0 | 0 | 0 | 0 | 0
u < 5 | 0 | 0 | 0 | 0 | 0 | 0
Total | 0 | 0 | 0 | 2 | 0 | 2
CALU01(PT 1 CALUGARENI)¦ meter SN:1702334123717812
Tensiune reziduală u% | Durata t ms |  |  |  |  | Total
| 10 < t ≤ 200 | 200 < t ≤ 500 | 500 < t ≤ 1000 | 1000 < t ≤ 5000 | 5000 < t ≤ 60000
80 ≤ u < 90 | 0 | 0 | 0 | 1 | 0 | 1
70 ≤ u < 80 | 0 | 0 | 0 | 0 | 0 | 0
40 ≤ u < 70 | 0 | 0 | 0 | 0 | 0 | 0
5 ≤ u < 40 | 0 | 0 | 0 | 0 | 0 | 0
u < 5 | 0 | 0 | 0 | 0 | 0 | 0
Total | 0 | 0 | 0 | 1 | 0 | 1
CALU02(PT 2 CALUGARENI)¦ meter SN:1702334124027361
Tensiune reziduală u% | Durata t ms |  |  |  |  | Total
| 10 < t ≤ 200 | 200 < t ≤ 500 | 500 < t ≤ 1000 | 1000 < t ≤ 5000 | 5000 < t ≤ 60000
80 ≤ u < 90 | 0 | 0 | 0 | 1 | 0 | 1
70 ≤ u < 80 | 0 | 0 | 0 | 0 | 0 | 0
40 ≤ u < 70 | 0 | 0 | 0 | 0 | 0 | 0
5 ≤ u < 40 | 0 | 0 | 0 | 0 | 0 | 0
u < 5 | 0 | 0 | 0 | 0 | 0 | 0
Total | 0 | 0 | 0 | 1 | 0 | 1
DRME01(PT 1 DRAGOMIRNA)¦ meter SN:1702234122645922
Tensiune reziduală u% | Durata t ms |  |  |  |  | Total
| 10 < t ≤ 200 | 200 < t ≤ 500 | 500 < t ≤ 1000 | 1000 < t ≤ 5000 | 5000 < t ≤ 60000
80 ≤ u < 90 | 0 | 0 | 0 | 3 | 0 | 3
70 ≤ u < 80 | 0 | 0 | 0 | 0 | 0 | 0
40 ≤ u < 70 | 0 | 0 | 0 | 0 | 0 | 0
5 ≤ u < 40 | 0 | 0 | 0 | 0 | 0 | 0
u < 5 | 0 | 0 | 0 | 0 | 0 | 0
Total | 0 | 0 | 0 | 3 | 0 | 3
DRME02(PT 2 DRAGOMIRNA)¦ meter SN:1702334124027343
Tensiune reziduală u% | Durata t ms |  |  |  |  | Total
| 10 < t ≤ 200 | 200 < t ≤ 500 | 500 < t ≤ 1000 | 1000 < t ≤ 5000 | 5000 < t ≤ 60000
80 ≤ u < 90 | 0 | 0 | 0 | 2 | 0 | 2
70 ≤ u < 80 | 0 | 0 | 0 | 0 | 0 | 0
40 ≤ u < 70 | 0 | 0 | 0 | 0 | 0 | 0
5 ≤ u < 40 | 0 | 0 | 0 | 0 | 0 | 0
u < 5 | 0 | 0 | 0 | 0 | 0 | 0
Total | 0 | 0 | 0 | 2 | 0 | 2
SCHA01(PT 1 SCHEIA)¦ meter SN:1702234122645902
Tensiune reziduală u% | Durata t ms |  |  |  |  | Total
| 10 < t ≤ 200 | 200 < t ≤ 500 | 500 < t ≤ 1000 | 1000 < t ≤ 5000 | 5000 < t ≤ 60000
80 ≤ u < 90 | 0 | 0 | 0 | 0 | 0 | 0
70 ≤ u < 80 | 0 | 0 | 0 | 0 | 0 | 0
40 ≤ u < 70 | 0 | 0 | 0 | 0 | 0 | 0
5 ≤ u < 40 | 0 | 0 | 0 | 0 | 0 | 0
u < 5 | 0 | 0 | 0 | 0 | 0 | 0
Total | 0 | 0 | 0 | 0 | 0 | 0
SCHA03(PT 3 SCHEIA)¦ meter SN:1702234122646090
Tensiune reziduală u% | Durata t ms |  |  |  |  | Total
| 10 < t ≤ 200 | 200 < t ≤ 500 | 500 < t ≤ 1000 | 1000 < t ≤ 5000 | 5000 < t ≤ 60000
80 ≤ u < 90 | 0 | 0 | 0 | 0 | 0 | 0
70 ≤ u < 80 | 0 | 0 | 0 | 0 | 0 | 0
40 ≤ u < 70 | 0 | 0 | 0 | 0 | 0 | 0
5 ≤ u < 40 | 0 | 0 | 0 | 0 | 0 | 0
u < 5 | 0 | 0 | 0 | 0 | 0 | 0
Total | 0 | 0 | 0 | 0 | 0 | 0
SCHA04(PT 4 SCHEIA)¦ meter SN:1702234122645899
Tensiune reziduală u% | Durata t ms |  |  |  |  | Total
| 10 < t ≤ 200 | 200 < t ≤ 500 | 500 < t ≤ 1000 | 1000 < t ≤ 5000 | 5000 < t ≤ 60000
80 ≤ u < 90 | 0 | 0 | 0 | 31 | 36 | 67
70 ≤ u < 80 | 0 | 0 | 0 | 0 | 0 | 0
40 ≤ u < 70 | 0 | 0 | 0 | 0 | 0 | 0
5 ≤ u < 40 | 0 | 0 | 0 | 0 | 0 | 0
u < 5 | 0 | 0 | 0 | 0 | 0 | 0
Total | 0 | 0 | 0 | 31 | 36 | 67
SCHA06(PT 6 SCHEIA)¦ meter SN:1702334123978777
Tensiune reziduală u% | Durata t ms |  |  |  |  | Total
| 10 < t ≤ 200 | 200 < t ≤ 500 | 500 < t ≤ 1000 | 1000 < t ≤ 5000 | 5000 < t ≤ 60000
80 ≤ u < 90 | 0 | 0 | 0 | 0 | 0 | 0
70 ≤ u < 80 | 0 | 0 | 0 | 0 | 0 | 0
40 ≤ u < 70 | 0 | 0 | 0 | 0 | 0 | 0
5 ≤ u < 40 | 0 | 0 | 0 | 0 | 0 | 0
u < 5 | 0 | 0 | 0 | 0 | 0 | 0
Total | 0 | 0 | 0 | 0 | 0 | 0
SCHA11(PT 11 SCHEIA)¦ meter SN:1702234122711508
Tensiune reziduală u% | Durata t ms |  |  |  |  | Total
| 10 < t ≤ 200 | 200 < t ≤ 500 | 500 < t ≤ 1000 | 1000 < t ≤ 5000 | 5000 < t ≤ 60000
80 ≤ u < 90 | 0 | 0 | 0 | 0 | 0 | 0
70 ≤ u < 80 | 0 | 0 | 0 | 0 | 0 | 0
40 ≤ u < 70 | 0 | 0 | 0 | 0 | 0 | 0
5 ≤ u < 40 | 0 | 0 | 0 | 0 | 0 | 0
u < 5 | 0 | 0 | 0 | 0 | 0 | 0
Total | 0 | 0 | 0 | 0 | 0 | 0
SV0007(PT 7 SUCEAVA)¦ meter SN:1702234122645969
Tensiune reziduală u% | Durata t ms |  |  |  |  | Total
| 10 < t ≤ 200 | 200 < t ≤ 500 | 500 < t ≤ 1000 | 1000 < t ≤ 5000 | 5000 < t ≤ 60000
80 ≤ u < 90 | 0 | 0 | 0 | 1 | 0 | 1
70 ≤ u < 80 | 0 | 0 | 0 | 0 | 0 | 0
40 ≤ u < 70 | 0 | 0 | 0 | 0 | 0 | 0
5 ≤ u < 40 | 0 | 0 | 0 | 0 | 0 | 0
u < 5 | 0 | 0 | 0 | 0 | 0 | 0
Total | 0 | 0 | 0 | 1 | 0 | 1
SV0008(PT 8 SUCEAVA)¦ meter SN:1702334124027364
Tensiune reziduală u% | Durata t ms |  |  |  |  | Total
| 10 < t ≤ 200 | 200 < t ≤ 500 | 500 < t ≤ 1000 | 1000 < t ≤ 5000 | 5000 < t ≤ 60000
80 ≤ u < 90 | 0 | 0 | 0 | 1 | 0 | 1
70 ≤ u < 80 | 0 | 0 | 0 | 0 | 0 | 0
40 ≤ u < 70 | 0 | 0 | 0 | 0 | 0 | 0
5 ≤ u < 40 | 0 | 0 | 0 | 0 | 0 | 0
u < 5 | 0 | 0 | 0 | 0 | 0 | 0
Total | 0 | 0 | 0 | 1 | 0 | 1
SV0017(PT 17 SUCEAVA)¦ meter SN:1702334124027355
Tensiune reziduală u% | Durata t ms |  |  |  |  | Total
| 10 < t ≤ 200 | 200 < t ≤ 500 | 500 < t ≤ 1000 | 1000 < t ≤ 5000 | 5000 < t ≤ 60000
80 ≤ u < 90 | 0 | 0 | 0 | 0 | 0 | 0
70 ≤ u < 80 | 0 | 0 | 0 | 0 | 0 | 0
40 ≤ u < 70 | 0 | 0 | 0 | 0 | 0 | 0
5 ≤ u < 40 | 0 | 0 | 0 | 0 | 0 | 0
u < 5 | 0 | 0 | 0 | 0 | 0 | 0
Total | 0 | 0 | 0 | 0 | 0 | 0
SV0021(PT 21 SUCEAVA)¦ meter SN:1702234122645972
Tensiune reziduală u% | Durata t ms |  |  |  |  | Total
| 10 < t ≤ 200 | 200 < t ≤ 500 | 500 < t ≤ 1000 | 1000 < t ≤ 5000 | 5000 < t ≤ 60000
80 ≤ u < 90 | 0 | 0 | 0 | 0 | 0 | 0
70 ≤ u < 80 | 0 | 0 | 0 | 0 | 0 | 0
40 ≤ u < 70 | 0 | 0 | 0 | 0 | 0 | 0
5 ≤ u < 40 | 0 | 0 | 0 | 0 | 0 | 0
u < 5 | 0 | 0 | 0 | 0 | 0 | 0
Total | 0 | 0 | 0 | 0 | 0 | 0
SV0030(PT 30 SUCEAVA)¦ meter SN:1702334124027358
Tensiune reziduală u% | Durata t ms |  |  |  |  | Total
| 10 < t ≤ 200 | 200 < t ≤ 500 | 500 < t ≤ 1000 | 1000 < t ≤ 5000 | 5000 < t ≤ 60000
80 ≤ u < 90 | 0 | 0 | 0 | 0 | 0 | 0
70 ≤ u < 80 | 0 | 0 | 0 | 0 | 0 | 0
40 ≤ u < 70 | 0 | 0 | 0 | 0 | 0 | 0
5 ≤ u < 40 | 0 | 0 | 0 | 0 | 0 | 0
u < 5 | 0 | 0 | 0 | 0 | 0 | 0
Total | 0 | 0 | 0 | 0 | 0 | 0
SV0031(PT 31 SUCEAVA)¦ meter SN:1702334124027376
Tensiune reziduală u% | Durata t ms |  |  |  |  | Total
| 10 < t ≤ 200 | 200 < t ≤ 500 | 500 < t ≤ 1000 | 1000 < t ≤ 5000 | 5000 < t ≤ 60000
80 ≤ u < 90 | 0 | 0 | 0 | 0 | 0 | 0
70 ≤ u < 80 | 0 | 0 | 0 | 0 | 0 | 0
40 ≤ u < 70 | 0 | 0 | 0 | 0 | 0 | 0
5 ≤ u < 40 | 0 | 0 | 0 | 0 | 0 | 0
u < 5 | 0 | 0 | 0 | 0 | 0 | 0
Total | 0 | 0 | 0 | 0 | 0 | 0
SV0033(PT 33 SUCEAVA)¦ meter SN:1702234122645938
Tensiune reziduală u% | Durata t ms |  |  |  |  | Total
| 10 < t ≤ 200 | 200 < t ≤ 500 | 500 < t ≤ 1000 | 1000 < t ≤ 5000 | 5000 < t ≤ 60000
80 ≤ u < 90 | 0 | 0 | 0 | 0 | 0 | 0
70 ≤ u < 80 | 0 | 0 | 0 | 0 | 0 | 0
40 ≤ u < 70 | 0 | 0 | 0 | 0 | 0 | 0
5 ≤ u < 40 | 0 | 0 | 0 | 0 | 0 | 0
u < 5 | 0 | 0 | 0 | 0 | 0 | 0
Total | 0 | 0 | 0 | 0 | 0 | 0
SV0034(PT 34 SUCEAVA)¦ meter SN:1702334124027369
Tensiune reziduală u% | Durata t ms |  |  |  |  | Total
| 10 < t ≤ 200 | 200 < t ≤ 500 | 500 < t ≤ 1000 | 1000 < t ≤ 5000 | 5000 < t ≤ 60000
80 ≤ u < 90 | 0 | 0 | 0 | 0 | 0 | 0
70 ≤ u < 80 | 0 | 0 | 0 | 0 | 0 | 0
40 ≤ u < 70 | 0 | 0 | 0 | 0 | 0 | 0
5 ≤ u < 40 | 0 | 0 | 0 | 0 | 0 | 0
u < 5 | 0 | 0 | 0 | 0 | 0 | 0
Total | 0 | 0 | 0 | 0 | 0 | 0
SV0045(PT 45 SUCEAVA)¦ meter SN:1702334124027362
Tensiune reziduală u% | Durata t ms |  |  |  |  | Total
| 10 < t ≤ 200 | 200 < t ≤ 500 | 500 < t ≤ 1000 | 1000 < t ≤ 5000 | 5000 < t ≤ 60000
80 ≤ u < 90 | 0 | 0 | 0 | 0 | 0 | 0
70 ≤ u < 80 | 0 | 0 | 0 | 0 | 0 | 0
40 ≤ u < 70 | 0 | 0 | 0 | 0 | 0 | 0
5 ≤ u < 40 | 0 | 0 | 0 | 0 | 0 | 0
u < 5 | 0 | 0 | 0 | 0 | 0 | 0
Total | 0 | 0 | 0 | 0 | 0 | 0
SV0055(PT 55 SUCEAVA)¦ meter SN:1702334124027363
Tensiune reziduală u% | Durata t ms |  |  |  |  | Total
| 10 < t ≤ 200 | 200 < t ≤ 500 | 500 < t ≤ 1000 | 1000 < t ≤ 5000 | 5000 < t ≤ 60000
80 ≤ u < 90 | 0 | 0 | 0 | 3 | 0 | 3
70 ≤ u < 80 | 0 | 0 | 0 | 0 | 0 | 0
40 ≤ u < 70 | 0 | 0 | 0 | 0 | 0 | 0
5 ≤ u < 40 | 0 | 0 | 0 | 0 | 0 | 0
u < 5 | 0 | 0 | 0 | 0 | 0 | 0
Total | 0 | 0 | 0 | 3 | 0 | 3
SV0057(PT 57 SUCEAVA)¦ meter SN:1702234122645939
Tensiune reziduală u% | Durata t ms |  |  |  |  | Total
| 10 < t ≤ 200 | 200 < t ≤ 500 | 500 < t ≤ 1000 | 1000 < t ≤ 5000 | 5000 < t ≤ 60000
80 ≤ u < 90 | 0 | 0 | 0 | 2 | 0 | 2
70 ≤ u < 80 | 0 | 0 | 0 | 0 | 0 | 0
40 ≤ u < 70 | 0 | 0 | 0 | 0 | 0 | 0
5 ≤ u < 40 | 0 | 0 | 0 | 0 | 0 | 0
u < 5 | 0 | 0 | 0 | 0 | 0 | 0
Total | 0 | 0 | 0 | 2 | 0 | 2
SV0060(PT 60 SUCEAVA)¦ meter SN:1702234122645935
Tensiune reziduală u% | Durata t ms |  |  |  |  | Total
| 10 < t ≤ 200 | 200 < t ≤ 500 | 500 < t ≤ 1000 | 1000 < t ≤ 5000 | 5000 < t ≤ 60000
80 ≤ u < 90 | 0 | 0 | 0 | 1 | 0 | 1
70 ≤ u < 80 | 0 | 0 | 0 | 0 | 0 | 0
40 ≤ u < 70 | 0 | 0 | 0 | 0 | 0 | 0
5 ≤ u < 40 | 0 | 0 | 0 | 0 | 0 | 0
u < 5 | 0 | 0 | 0 | 0 | 0 | 0
Total | 0 | 0 | 0 | 1 | 0 | 1
SV0060(PT 60 SUCEAVA)¦ meter SN:1702234122645936
Tensiune reziduală u% | Durata t ms |  |  |  |  | Total
| 10 < t ≤ 200 | 200 < t ≤ 500 | 500 < t ≤ 1000 | 1000 < t ≤ 5000 | 5000 < t ≤ 60000
80 ≤ u < 90 | 0 | 0 | 0 | 0 | 0 | 0
70 ≤ u < 80 | 0 | 0 | 0 | 0 | 0 | 0
40 ≤ u < 70 | 0 | 0 | 0 | 0 | 0 | 0
5 ≤ u < 40 | 0 | 0 | 0 | 0 | 0 | 0
u < 5 | 0 | 0 | 0 | 0 | 0 | 0
Total | 0 | 0 | 0 | 0 | 0 | 0
SV0076(PT 76 SUCEAVA)¦ meter SN:1702334123978793
Tensiune reziduală u% | Durata t ms |  |  |  |  | Total
| 10 < t ≤ 200 | 200 < t ≤ 500 | 500 < t ≤ 1000 | 1000 < t ≤ 5000 | 5000 < t ≤ 60000
80 ≤ u < 90 | 0 | 0 | 0 | 0 | 0 | 0
70 ≤ u < 80 | 0 | 0 | 0 | 0 | 0 | 0
40 ≤ u < 70 | 0 | 0 | 0 | 0 | 0 | 0
5 ≤ u < 40 | 0 | 0 | 0 | 0 | 0 | 0
u < 5 | 0 | 0 | 0 | 0 | 0 | 0
Total | 0 | 0 | 0 | 0 | 0 | 0
SV0107(PT 107 SUCEAVA)¦ meter SN:1702234122645933
Tensiune reziduală u% | Durata t ms |  |  |  |  | Total
| 10 < t ≤ 200 | 200 < t ≤ 500 | 500 < t ≤ 1000 | 1000 < t ≤ 5000 | 5000 < t ≤ 60000
80 ≤ u < 90 | 0 | 0 | 0 | 0 | 0 | 0
70 ≤ u < 80 | 0 | 0 | 0 | 0 | 0 | 0
40 ≤ u < 70 | 0 | 0 | 0 | 0 | 0 | 0
5 ≤ u < 40 | 0 | 0 | 0 | 0 | 0 | 0
u < 5 | 0 | 0 | 0 | 0 | 0 | 0
Total | 0 | 0 | 0 | 0 | 0 | 0
SV0108(PT 108 SUCEAVA)¦ meter SN:1702334123978792
Tensiune reziduală u% | Durata t ms |  |  |  |  | Total
| 10 < t ≤ 200 | 200 < t ≤ 500 | 500 < t ≤ 1000 | 1000 < t ≤ 5000 | 5000 < t ≤ 60000
80 ≤ u < 90 | 0 | 0 | 0 | 0 | 0 | 0
70 ≤ u < 80 | 0 | 0 | 0 | 0 | 0 | 0
40 ≤ u < 70 | 0 | 0 | 0 | 0 | 0 | 0
5 ≤ u < 40 | 0 | 0 | 0 | 0 | 0 | 0
u < 5 | 0 | 0 | 0 | 0 | 0 | 0
Total | 0 | 0 | 0 | 0 | 0 | 0
SV0126(PT 126 SUCEAVA)¦ meter SN:1702434125895599
Tensiune reziduală u% | Durata t ms |  |  |  |  | Total
| 10 < t ≤ 200 | 200 < t ≤ 500 | 500 < t ≤ 1000 | 1000 < t ≤ 5000 | 5000 < t ≤ 60000
80 ≤ u < 90 | 0 | 0 | 0 | 0 | 0 | 0
70 ≤ u < 80 | 0 | 0 | 0 | 0 | 0 | 0
40 ≤ u < 70 | 0 | 0 | 0 | 0 | 0 | 0
5 ≤ u < 40 | 0 | 0 | 0 | 0 | 0 | 0
u < 5 | 0 | 0 | 0 | 0 | 0 | 0
Total | 0 | 0 | 0 | 0 | 0 | 0
SV0158(PT 158 SUCEAVA)¦ meter SN:1702234122645910
Tensiune reziduală u% | Durata t ms |  |  |  |  | Total
| 10 < t ≤ 200 | 200 < t ≤ 500 | 500 < t ≤ 1000 | 1000 < t ≤ 5000 | 5000 < t ≤ 60000
80 ≤ u < 90 | 0 | 0 | 0 | 0 | 0 | 0
70 ≤ u < 80 | 0 | 0 | 0 | 0 | 0 | 0
40 ≤ u < 70 | 0 | 0 | 0 | 0 | 0 | 0
5 ≤ u < 40 | 0 | 0 | 0 | 0 | 0 | 0
u < 5 | 0 | 0 | 0 | 0 | 0 | 0
Total | 0 | 0 | 0 | 0 | 0 | 0
SV0168(PT 168 SUCEAVA)¦ meter SN:1702234122645971
Tensiune reziduală u% | Durata t ms |  |  |  |  | Total
| 10 < t ≤ 200 | 200 < t ≤ 500 | 500 < t ≤ 1000 | 1000 < t ≤ 5000 | 5000 < t ≤ 60000
80 ≤ u < 90 | 0 | 0 | 0 | 0 | 0 | 0
70 ≤ u < 80 | 0 | 0 | 0 | 0 | 0 | 0
40 ≤ u < 70 | 0 | 0 | 0 | 0 | 0 | 0
5 ≤ u < 40 | 0 | 0 | 0 | 0 | 0 | 0
u < 5 | 0 | 0 | 0 | 0 | 0 | 0
Total | 0 | 0 | 0 | 0 | 0 | 0
SV0169(PT 169 SUCEAVA)¦ meter SN:1702234122645914
Tensiune reziduală u% | Durata t ms |  |  |  |  | Total
| 10 < t ≤ 200 | 200 < t ≤ 500 | 500 < t ≤ 1000 | 1000 < t ≤ 5000 | 5000 < t ≤ 60000
80 ≤ u < 90 | 0 | 0 | 0 | 0 | 0 | 0
70 ≤ u < 80 | 0 | 0 | 0 | 0 | 0 | 0
40 ≤ u < 70 | 0 | 0 | 0 | 0 | 0 | 0
5 ≤ u < 40 | 0 | 0 | 0 | 0 | 0 | 0
u < 5 | 0 | 0 | 0 | 0 | 0 | 0
Total | 0 | 0 | 0 | 0 | 0 | 0
SV0223(PT 223 SUCEAVA)¦ meter SN:1702334123978795
Tensiune reziduală u% | Durata t ms |  |  |  |  | Total
| 10 < t ≤ 200 | 200 < t ≤ 500 | 500 < t ≤ 1000 | 1000 < t ≤ 5000 | 5000 < t ≤ 60000
80 ≤ u < 90 | 0 | 0 | 0 | 0 | 0 | 0
70 ≤ u < 80 | 0 | 0 | 0 | 0 | 0 | 0
40 ≤ u < 70 | 0 | 0 | 0 | 0 | 0 | 0
5 ≤ u < 40 | 0 | 0 | 0 | 0 | 0 | 0
u < 5 | 0 | 0 | 0 | 0 | 0 | 0
Total | 0 | 0 | 0 | 0 | 0 | 0
SV0242(PT 242 SUCEAVA)¦ meter SN:1702234122645932
Tensiune reziduală u% | Durata t ms |  |  |  |  | Total
| 10 < t ≤ 200 | 200 < t ≤ 500 | 500 < t ≤ 1000 | 1000 < t ≤ 5000 | 5000 < t ≤ 60000
80 ≤ u < 90 | 0 | 0 | 0 | 0 | 0 | 0
70 ≤ u < 80 | 0 | 0 | 0 | 0 | 0 | 0
40 ≤ u < 70 | 0 | 0 | 0 | 0 | 0 | 0
5 ≤ u < 40 | 0 | 0 | 0 | 0 | 0 | 0
u < 5 | 0 | 0 | 0 | 0 | 0 | 0
Total | 0 | 0 | 0 | 0 | 0 | 0
SV0362(PT 362 SUCEAVA)¦ meter SN:1702234122645913
Tensiune reziduală u% | Durata t ms |  |  |  |  | Total
| 10 < t ≤ 200 | 200 < t ≤ 500 | 500 < t ≤ 1000 | 1000 < t ≤ 5000 | 5000 < t ≤ 60000
80 ≤ u < 90 | 0 | 0 | 0 | 0 | 0 | 0
70 ≤ u < 80 | 0 | 0 | 0 | 0 | 0 | 0
40 ≤ u < 70 | 0 | 0 | 0 | 0 | 0 | 0
5 ≤ u < 40 | 0 | 0 | 0 | 0 | 0 | 0
u < 5 | 0 | 0 | 0 | 0 | 0 | 0
Total | 0 | 0 | 0 | 0 | 0 | 0
SV0003(PT 3 SUCEAVA)¦ meter SN:1702234122711573
Tensiune reziduală u% | Durata t ms |  |  |  |  | Total
| 10 < t ≤ 200 | 200 < t ≤ 500 | 500 < t ≤ 1000 | 1000 < t ≤ 5000 | 5000 < t ≤ 60000
80 ≤ u < 90 | 0 | 0 | 0 | 2 | 13 | 15
70 ≤ u < 80 | 0 | 0 | 0 | 0 | 0 | 0
40 ≤ u < 70 | 0 | 0 | 0 | 0 | 0 | 0
5 ≤ u < 40 | 0 | 0 | 0 | 0 | 0 | 0
u < 5 | 0 | 0 | 0 | 0 | 0 | 0
Total | 0 | 0 | 0 | 2 | 13 | 15
SV0004(PT 4 SUCEAVA)¦ meter SN:1702234122711577
Tensiune reziduală u% | Durata t ms |  |  |  |  | Total
| 10 < t ≤ 200 | 200 < t ≤ 500 | 500 < t ≤ 1000 | 1000 < t ≤ 5000 | 5000 < t ≤ 60000
80 ≤ u < 90 | 0 | 0 | 0 | 0 | 0 | 0
70 ≤ u < 80 | 0 | 0 | 0 | 0 | 0 | 0
40 ≤ u < 70 | 0 | 0 | 0 | 0 | 0 | 0
5 ≤ u < 40 | 0 | 0 | 0 | 0 | 0 | 0
u < 5 | 0 | 0 | 0 | 0 | 0 | 0
Total | 0 | 0 | 0 | 0 | 0 | 0
SV0006(PT 6 SUCEAVA)¦ meter SN:1702334123717816
Tensiune reziduală u% | Durata t ms |  |  |  |  | Total
| 10 < t ≤ 200 | 200 < t ≤ 500 | 500 < t ≤ 1000 | 1000 < t ≤ 5000 | 5000 < t ≤ 60000
80 ≤ u < 90 | 0 | 0 | 0 | 0 | 0 | 0
70 ≤ u < 80 | 0 | 0 | 0 | 0 | 0 | 0
40 ≤ u < 70 | 0 | 0 | 0 | 0 | 0 | 0
5 ≤ u < 40 | 0 | 0 | 0 | 0 | 0 | 0
u < 5 | 0 | 0 | 0 | 0 | 0 | 0
Total | 0 | 0 | 0 | 0 | 0 | 0
SV0018(PT 18 SUCEAVA)¦ meter SN:1702334124027357
Tensiune reziduală u% | Durata t ms |  |  |  |  | Total
| 10 < t ≤ 200 | 200 < t ≤ 500 | 500 < t ≤ 1000 | 1000 < t ≤ 5000 | 5000 < t ≤ 60000
80 ≤ u < 90 | 0 | 0 | 0 | 0 | 0 | 0
70 ≤ u < 80 | 0 | 0 | 0 | 0 | 0 | 0
40 ≤ u < 70 | 0 | 0 | 0 | 0 | 0 | 0
5 ≤ u < 40 | 0 | 0 | 0 | 0 | 0 | 0
u < 5 | 0 | 0 | 0 | 0 | 0 | 0
Total | 0 | 0 | 0 | 0 | 0 | 0
SV0025(PT 25 SUCEAVA)¦ meter SN:1702234122645965
Tensiune reziduală u% | Durata t ms |  |  |  |  | Total
| 10 < t ≤ 200 | 200 < t ≤ 500 | 500 < t ≤ 1000 | 1000 < t ≤ 5000 | 5000 < t ≤ 60000
80 ≤ u < 90 | 0 | 0 | 0 | 0 | 0 | 0
70 ≤ u < 80 | 0 | 0 | 0 | 0 | 0 | 0
40 ≤ u < 70 | 0 | 0 | 0 | 0 | 0 | 0
5 ≤ u < 40 | 0 | 0 | 0 | 0 | 0 | 0
u < 5 | 0 | 0 | 0 | 0 | 0 | 0
Total | 0 | 0 | 0 | 0 | 0 | 0
SV0035(PT 35 SUCEAVA)¦ meter SN:1702234123505880
Tensiune reziduală u% | Durata t ms |  |  |  |  | Total
| 10 < t ≤ 200 | 200 < t ≤ 500 | 500 < t ≤ 1000 | 1000 < t ≤ 5000 | 5000 < t ≤ 60000
80 ≤ u < 90 | 0 | 0 | 0 | 0 | 0 | 0
70 ≤ u < 80 | 0 | 0 | 0 | 0 | 0 | 0
40 ≤ u < 70 | 0 | 0 | 0 | 0 | 0 | 0
5 ≤ u < 40 | 0 | 0 | 0 | 0 | 0 | 0
u < 5 | 0 | 0 | 0 | 0 | 0 | 0
Total | 0 | 0 | 0 | 0 | 0 | 0
SV0038(PT 38 SUCEAVA)¦ meter SN:1702234122645981
Tensiune reziduală u% | Durata t ms |  |  |  |  | Total
| 10 < t ≤ 200 | 200 < t ≤ 500 | 500 < t ≤ 1000 | 1000 < t ≤ 5000 | 5000 < t ≤ 60000
80 ≤ u < 90 | 0 | 0 | 0 | 5 | 0 | 5
70 ≤ u < 80 | 0 | 0 | 0 | 0 | 0 | 0
40 ≤ u < 70 | 0 | 0 | 0 | 0 | 0 | 0
5 ≤ u < 40 | 0 | 0 | 0 | 0 | 0 | 0
u < 5 | 0 | 0 | 0 | 0 | 0 | 0
Total | 0 | 0 | 0 | 5 | 0 | 5
SV0041(PT 41 SUCEAVA)¦ meter SN:1702334124027375
Tensiune reziduală u% | Durata t ms |  |  |  |  | Total
| 10 < t ≤ 200 | 200 < t ≤ 500 | 500 < t ≤ 1000 | 1000 < t ≤ 5000 | 5000 < t ≤ 60000
80 ≤ u < 90 | 0 | 0 | 0 | 104 | 139 | 243
70 ≤ u < 80 | 0 | 0 | 0 | 0 | 0 | 0
40 ≤ u < 70 | 0 | 0 | 0 | 0 | 0 | 0
5 ≤ u < 40 | 0 | 0 | 0 | 0 | 0 | 0
u < 5 | 0 | 0 | 0 | 0 | 0 | 0
Total | 0 | 0 | 0 | 104 | 139 | 243
SV0050(PT 50 SUCEAVA)¦ meter SN:1702234123505879
Tensiune reziduală u% | Durata t ms |  |  |  |  | Total
| 10 < t ≤ 200 | 200 < t ≤ 500 | 500 < t ≤ 1000 | 1000 < t ≤ 5000 | 5000 < t ≤ 60000
80 ≤ u < 90 | 0 | 0 | 0 | 0 | 0 | 0
70 ≤ u < 80 | 0 | 0 | 0 | 0 | 0 | 0
40 ≤ u < 70 | 0 | 0 | 0 | 0 | 0 | 0
5 ≤ u < 40 | 0 | 0 | 0 | 0 | 0 | 0
u < 5 | 0 | 0 | 0 | 0 | 0 | 0
Total | 0 | 0 | 0 | 0 | 0 | 0
SV0066(PT 66 SUCEAVA)¦ meter SN:1702234122711574
Tensiune reziduală u% | Durata t ms |  |  |  |  | Total
| 10 < t ≤ 200 | 200 < t ≤ 500 | 500 < t ≤ 1000 | 1000 < t ≤ 5000 | 5000 < t ≤ 60000
80 ≤ u < 90 | 0 | 0 | 0 | 0 | 0 | 0
70 ≤ u < 80 | 0 | 0 | 0 | 0 | 0 | 0
40 ≤ u < 70 | 0 | 0 | 0 | 0 | 0 | 0
5 ≤ u < 40 | 0 | 0 | 0 | 0 | 0 | 0
u < 5 | 0 | 0 | 0 | 0 | 0 | 0
Total | 0 | 0 | 0 | 0 | 0 | 0
SV0072(PT 72 SUCEAVA)¦ meter SN:1702234122645954
Tensiune reziduală u% | Durata t ms |  |  |  |  | Total
| 10 < t ≤ 200 | 200 < t ≤ 500 | 500 < t ≤ 1000 | 1000 < t ≤ 5000 | 5000 < t ≤ 60000
80 ≤ u < 90 | 0 | 0 | 0 | 0 | 0 | 0
70 ≤ u < 80 | 0 | 0 | 0 | 0 | 0 | 0
40 ≤ u < 70 | 0 | 0 | 0 | 0 | 0 | 0
5 ≤ u < 40 | 0 | 0 | 0 | 0 | 0 | 0
u < 5 | 0 | 0 | 0 | 0 | 0 | 0
Total | 0 | 0 | 0 | 0 | 0 | 0
SV0081(PT 81 SUCEAVA)¦ meter SN:1702234122645968
Tensiune reziduală u% | Durata t ms |  |  |  |  | Total
| 10 < t ≤ 200 | 200 < t ≤ 500 | 500 < t ≤ 1000 | 1000 < t ≤ 5000 | 5000 < t ≤ 60000
80 ≤ u < 90 | 0 | 0 | 0 | 0 | 0 | 0
70 ≤ u < 80 | 0 | 0 | 0 | 0 | 0 | 0
40 ≤ u < 70 | 0 | 0 | 0 | 0 | 0 | 0
5 ≤ u < 40 | 0 | 0 | 0 | 0 | 0 | 0
u < 5 | 0 | 0 | 0 | 0 | 0 | 0
Total | 0 | 0 | 0 | 0 | 0 | 0
SV0085(PT 85 SUCEAVA)¦ meter SN:1702234122645976
Tensiune reziduală u% | Durata t ms |  |  |  |  | Total
| 10 < t ≤ 200 | 200 < t ≤ 500 | 500 < t ≤ 1000 | 1000 < t ≤ 5000 | 5000 < t ≤ 60000
80 ≤ u < 90 | 0 | 0 | 0 | 0 | 0 | 0
70 ≤ u < 80 | 0 | 0 | 0 | 0 | 0 | 0
40 ≤ u < 70 | 0 | 0 | 0 | 0 | 0 | 0
5 ≤ u < 40 | 0 | 0 | 0 | 0 | 0 | 0
u < 5 | 0 | 0 | 0 | 0 | 0 | 0
Total | 0 | 0 | 0 | 0 | 0 | 0
SV0085(PT 85 SUCEAVA)¦ meter SN:1702234122645979
Tensiune reziduală u% | Durata t ms |  |  |  |  | Total
| 10 < t ≤ 200 | 200 < t ≤ 500 | 500 < t ≤ 1000 | 1000 < t ≤ 5000 | 5000 < t ≤ 60000
80 ≤ u < 90 | 0 | 0 | 0 | 0 | 0 | 0
70 ≤ u < 80 | 0 | 0 | 0 | 0 | 0 | 0
40 ≤ u < 70 | 0 | 0 | 0 | 0 | 0 | 0
5 ≤ u < 40 | 0 | 0 | 0 | 0 | 0 | 0
u < 5 | 0 | 0 | 0 | 0 | 0 | 0
Total | 0 | 0 | 0 | 0 | 0 | 0
SV0089(PT 89 SUCEAVA)¦ meter SN:1702234122645978
Tensiune reziduală u% | Durata t ms |  |  |  |  | Total
| 10 < t ≤ 200 | 200 < t ≤ 500 | 500 < t ≤ 1000 | 1000 < t ≤ 5000 | 5000 < t ≤ 60000
80 ≤ u < 90 | 0 | 0 | 0 | 1 | 0 | 1
70 ≤ u < 80 | 0 | 0 | 0 | 0 | 0 | 0
40 ≤ u < 70 | 0 | 0 | 0 | 0 | 0 | 0
5 ≤ u < 40 | 0 | 0 | 0 | 0 | 0 | 0
u < 5 | 0 | 0 | 0 | 0 | 0 | 0
Total | 0 | 0 | 0 | 1 | 0 | 1
SV0130(PT 130 SUCEAVA)¦ meter SN:1702234122645955
Tensiune reziduală u% | Durata t ms |  |  |  |  | Total
| 10 < t ≤ 200 | 200 < t ≤ 500 | 500 < t ≤ 1000 | 1000 < t ≤ 5000 | 5000 < t ≤ 60000
80 ≤ u < 90 | 0 | 0 | 0 | 0 | 0 | 0
70 ≤ u < 80 | 0 | 0 | 0 | 0 | 0 | 0
40 ≤ u < 70 | 0 | 0 | 0 | 0 | 0 | 0
5 ≤ u < 40 | 0 | 0 | 0 | 0 | 0 | 0
u < 5 | 0 | 0 | 0 | 0 | 0 | 0
Total | 0 | 0 | 0 | 0 | 0 | 0
SV0177(PT 177 SUCEAVA)¦ meter SN:1702234122645953
Tensiune reziduală u% | Durata t ms |  |  |  |  | Total
| 10 < t ≤ 200 | 200 < t ≤ 500 | 500 < t ≤ 1000 | 1000 < t ≤ 5000 | 5000 < t ≤ 60000
80 ≤ u < 90 | 0 | 0 | 0 | 0 | 0 | 0
70 ≤ u < 80 | 0 | 0 | 0 | 0 | 0 | 0
40 ≤ u < 70 | 0 | 0 | 0 | 0 | 0 | 0
5 ≤ u < 40 | 0 | 0 | 0 | 0 | 0 | 0
u < 5 | 0 | 0 | 0 | 0 | 0 | 0
Total | 0 | 0 | 0 | 0 | 0 | 0
SV0253(PT 253 SUCEAVA)¦ meter SN:1702234122645886
Tensiune reziduală u% | Durata t ms |  |  |  |  | Total
| 10 < t ≤ 200 | 200 < t ≤ 500 | 500 < t ≤ 1000 | 1000 < t ≤ 5000 | 5000 < t ≤ 60000
80 ≤ u < 90 | 0 | 0 | 0 | 0 | 0 | 0
70 ≤ u < 80 | 0 | 0 | 0 | 0 | 0 | 0
40 ≤ u < 70 | 0 | 0 | 0 | 0 | 0 | 0
5 ≤ u < 40 | 0 | 0 | 0 | 0 | 0 | 0
u < 5 | 0 | 0 | 0 | 0 | 0 | 0
Total | 0 | 0 | 0 | 0 | 0 | 0
SV0279(PT 279 SUCEAVA)¦ meter SN:1702334123978776
Tensiune reziduală u% | Durata t ms |  |  |  |  | Total
| 10 < t ≤ 200 | 200 < t ≤ 500 | 500 < t ≤ 1000 | 1000 < t ≤ 5000 | 5000 < t ≤ 60000
80 ≤ u < 90 | 0 | 0 | 0 | 0 | 0 | 0
70 ≤ u < 80 | 0 | 0 | 0 | 0 | 0 | 0
40 ≤ u < 70 | 0 | 0 | 0 | 0 | 0 | 0
5 ≤ u < 40 | 0 | 0 | 0 | 0 | 0 | 0
u < 5 | 0 | 0 | 0 | 0 | 0 | 0
Total | 0 | 0 | 0 | 0 | 0 | 0
SV0285(PT 285 SUCEAVA)¦ meter SN:1702234122711512
Tensiune reziduală u% | Durata t ms |  |  |  |  | Total
| 10 < t ≤ 200 | 200 < t ≤ 500 | 500 < t ≤ 1000 | 1000 < t ≤ 5000 | 5000 < t ≤ 60000
80 ≤ u < 90 | 0 | 0 | 0 | 1 | 0 | 1
70 ≤ u < 80 | 0 | 0 | 0 | 0 | 0 | 0
40 ≤ u < 70 | 0 | 0 | 0 | 0 | 0 | 0
5 ≤ u < 40 | 0 | 0 | 0 | 0 | 0 | 0
u < 5 | 0 | 0 | 0 | 0 | 0 | 0
Total | 0 | 0 | 0 | 1 | 0 | 1
SV0315(PT 315 SUCEAVA)¦ meter SN:1702234122645980
Tensiune reziduală u% | Durata t ms |  |  |  |  | Total
| 10 < t ≤ 200 | 200 < t ≤ 500 | 500 < t ≤ 1000 | 1000 < t ≤ 5000 | 5000 < t ≤ 60000
80 ≤ u < 90 | 0 | 0 | 0 | 0 | 0 | 0
70 ≤ u < 80 | 0 | 0 | 0 | 0 | 0 | 0
40 ≤ u < 70 | 0 | 0 | 0 | 0 | 0 | 0
5 ≤ u < 40 | 0 | 0 | 0 | 0 | 0 | 0
u < 5 | 0 | 0 | 0 | 0 | 0 | 0
Total | 0 | 0 | 0 | 0 | 0 | 0
SV0395(PTAB 395 SUCEAVA)¦ meter SN:1702334123978801
Tensiune reziduală u% | Durata t ms |  |  |  |  | Total
| 10 < t ≤ 200 | 200 < t ≤ 500 | 500 < t ≤ 1000 | 1000 < t ≤ 5000 | 5000 < t ≤ 60000
80 ≤ u < 90 | 0 | 0 | 0 | 0 | 0 | 0
70 ≤ u < 80 | 0 | 0 | 0 | 0 | 0 | 0
40 ≤ u < 70 | 0 | 0 | 0 | 0 | 0 | 0
5 ≤ u < 40 | 0 | 0 | 0 | 0 | 0 | 0
u < 5 | 0 | 0 | 0 | 0 | 0 | 0
Total | 0 | 0 | 0 | 0 | 0 | 0
SV0395(PTAB 395 SUCEAVA)¦ meter SN:1702334123978802
Tensiune reziduală u% | Durata t ms |  |  |  |  | Total
| 10 < t ≤ 200 | 200 < t ≤ 500 | 500 < t ≤ 1000 | 1000 < t ≤ 5000 | 5000 < t ≤ 60000
80 ≤ u < 90 | 0 | 0 | 0 | 0 | 0 | 0
70 ≤ u < 80 | 0 | 0 | 0 | 0 | 0 | 0
40 ≤ u < 70 | 0 | 0 | 0 | 0 | 0 | 0
5 ≤ u < 40 | 0 | 0 | 0 | 0 | 0 | 0
u < 5 | 0 | 0 | 0 | 0 | 0 | 0
Total | 0 | 0 | 0 | 0 | 0 | 0
SV0415(PT 415 SUCEAVA)¦ meter SN:1702334123978781
Tensiune reziduală u% | Durata t ms |  |  |  |  | Total
| 10 < t ≤ 200 | 200 < t ≤ 500 | 500 < t ≤ 1000 | 1000 < t ≤ 5000 | 5000 < t ≤ 60000
80 ≤ u < 90 | 0 | 0 | 0 | 0 | 0 | 0
70 ≤ u < 80 | 0 | 0 | 0 | 0 | 0 | 0
40 ≤ u < 70 | 0 | 0 | 0 | 0 | 0 | 0
5 ≤ u < 40 | 0 | 0 | 0 | 0 | 0 | 0
u < 5 | 0 | 0 | 0 | 0 | 0 | 0
Total | 0 | 0 | 0 | 0 | 0 | 0
SV0415(PT 415 SUCEAVA)¦ meter SN:1702334123978783
Tensiune reziduală u% | Durata t ms |  |  |  |  | Total
| 10 < t ≤ 200 | 200 < t ≤ 500 | 500 < t ≤ 1000 | 1000 < t ≤ 5000 | 5000 < t ≤ 60000
80 ≤ u < 90 | 0 | 0 | 0 | 0 | 0 | 0
70 ≤ u < 80 | 0 | 0 | 0 | 0 | 0 | 0
40 ≤ u < 70 | 0 | 0 | 0 | 0 | 0 | 0
5 ≤ u < 40 | 0 | 0 | 0 | 0 | 0 | 0
u < 5 | 0 | 0 | 0 | 0 | 0 | 0
Total | 0 | 0 | 0 | 0 | 0 | 0
SV0422(PTAV 422 SUCEAVA)¦ meter SN:1702334123717815
Tensiune reziduală u% | Durata t ms |  |  |  |  | Total
| 10 < t ≤ 200 | 200 < t ≤ 500 | 500 < t ≤ 1000 | 1000 < t ≤ 5000 | 5000 < t ≤ 60000
80 ≤ u < 90 | 0 | 0 | 0 | 0 | 0 | 0
70 ≤ u < 80 | 0 | 0 | 0 | 0 | 0 | 0
40 ≤ u < 70 | 0 | 0 | 0 | 0 | 0 | 0
5 ≤ u < 40 | 0 | 0 | 0 | 0 | 0 | 0
u < 5 | 0 | 0 | 0 | 0 | 0 | 0
Total | 0 | 0 | 0 | 0 | 0 | 0
SV0422(PTAV 422 SUCEAVA)¦ meter SN:1702334123717819
Tensiune reziduală u% | Durata t ms |  |  |  |  | Total
| 10 < t ≤ 200 | 200 < t ≤ 500 | 500 < t ≤ 1000 | 1000 < t ≤ 5000 | 5000 < t ≤ 60000
80 ≤ u < 90 | 0 | 0 | 0 | 0 | 0 | 0
70 ≤ u < 80 | 0 | 0 | 0 | 0 | 0 | 0
40 ≤ u < 70 | 0 | 0 | 0 | 0 | 0 | 0
5 ≤ u < 40 | 0 | 0 | 0 | 0 | 0 | 0
u < 5 | 0 | 0 | 0 | 0 | 0 | 0
Total | 0 | 0 | 0 | 0 | 0 | 0
DOLH02(PT 2 DOLHASCA)¦ meter SN:1702234122711470
Tensiune reziduală u% | Durata t ms |  |  |  |  | Total
| 10 < t ≤ 200 | 200 < t ≤ 500 | 500 < t ≤ 1000 | 1000 < t ≤ 5000 | 5000 < t ≤ 60000
80 ≤ u < 90 | 0 | 0 | 0 | 0 | 0 | 0
70 ≤ u < 80 | 0 | 0 | 0 | 0 | 0 | 0
40 ≤ u < 70 | 0 | 0 | 0 | 0 | 0 | 0
5 ≤ u < 40 | 0 | 0 | 0 | 0 | 0 | 0
u < 5 | 0 | 0 | 0 | 0 | 0 | 0
Total | 0 | 0 | 0 | 0 | 0 | 0
DOLH09(PT 9 DOLHASCA)¦ meter SN:1702234122711465
Tensiune reziduală u% | Durata t ms |  |  |  |  | Total
| 10 < t ≤ 200 | 200 < t ≤ 500 | 500 < t ≤ 1000 | 1000 < t ≤ 5000 | 5000 < t ≤ 60000
80 ≤ u < 90 | 0 | 0 | 0 | 213 | 184 | 397
70 ≤ u < 80 | 0 | 0 | 0 | 0 | 0 | 0
40 ≤ u < 70 | 0 | 0 | 0 | 0 | 0 | 0
5 ≤ u < 40 | 0 | 0 | 0 | 0 | 0 | 0
u < 5 | 0 | 0 | 0 | 0 | 0 | 0
Total | 0 | 0 | 0 | 213 | 184 | 397
FAL003(PT 3 FALTICENI)¦ meter SN:1702334124027345
Tensiune reziduală u% | Durata t ms |  |  |  |  | Total
| 10 < t ≤ 200 | 200 < t ≤ 500 | 500 < t ≤ 1000 | 1000 < t ≤ 5000 | 5000 < t ≤ 60000
80 ≤ u < 90 | 0 | 0 | 0 | 2 | 0 | 2
70 ≤ u < 80 | 0 | 0 | 0 | 0 | 0 | 0
40 ≤ u < 70 | 0 | 0 | 0 | 0 | 0 | 0
5 ≤ u < 40 | 0 | 0 | 0 | 0 | 0 | 0
u < 5 | 0 | 0 | 0 | 0 | 0 | 0
Total | 0 | 0 | 0 | 2 | 0 | 2
FAL007(PTAV 7 FALTICENI)¦ meter SN:1702434125895597
Tensiune reziduală u% | Durata t ms |  |  |  |  | Total
| 10 < t ≤ 200 | 200 < t ≤ 500 | 500 < t ≤ 1000 | 1000 < t ≤ 5000 | 5000 < t ≤ 60000
80 ≤ u < 90 | 0 | 0 | 0 | 0 | 0 | 0
70 ≤ u < 80 | 0 | 0 | 0 | 0 | 0 | 0
40 ≤ u < 70 | 0 | 0 | 0 | 0 | 0 | 0
5 ≤ u < 40 | 0 | 0 | 0 | 0 | 0 | 0
u < 5 | 0 | 0 | 0 | 0 | 0 | 0
Total | 0 | 0 | 0 | 0 | 0 | 0
FAL009(PT 9 FALTICENI)¦ meter SN:1702334124027354
Tensiune reziduală u% | Durata t ms |  |  |  |  | Total
| 10 < t ≤ 200 | 200 < t ≤ 500 | 500 < t ≤ 1000 | 1000 < t ≤ 5000 | 5000 < t ≤ 60000
80 ≤ u < 90 | 0 | 0 | 0 | 0 | 0 | 0
70 ≤ u < 80 | 0 | 0 | 0 | 0 | 0 | 0
40 ≤ u < 70 | 0 | 0 | 0 | 0 | 0 | 0
5 ≤ u < 40 | 0 | 0 | 0 | 0 | 0 | 0
u < 5 | 0 | 0 | 0 | 0 | 0 | 0
Total | 0 | 0 | 0 | 0 | 0 | 0
FAL024(PT 24 FALTICENI)¦ meter SN:1702334124027352
Tensiune reziduală u% | Durata t ms |  |  |  |  | Total
| 10 < t ≤ 200 | 200 < t ≤ 500 | 500 < t ≤ 1000 | 1000 < t ≤ 5000 | 5000 < t ≤ 60000
80 ≤ u < 90 | 0 | 0 | 0 | 0 | 0 | 0
70 ≤ u < 80 | 0 | 0 | 0 | 0 | 0 | 0
40 ≤ u < 70 | 0 | 0 | 0 | 0 | 0 | 0
5 ≤ u < 40 | 0 | 0 | 0 | 0 | 0 | 0
u < 5 | 0 | 0 | 0 | 0 | 0 | 0
Total | 0 | 0 | 0 | 0 | 0 | 0
FAL027(PT 27 FALTICENI)¦ meter SN:1702334124027403
Tensiune reziduală u% | Durata t ms |  |  |  |  | Total
| 10 < t ≤ 200 | 200 < t ≤ 500 | 500 < t ≤ 1000 | 1000 < t ≤ 5000 | 5000 < t ≤ 60000
80 ≤ u < 90 | 0 | 0 | 0 | 2 | 0 | 2
70 ≤ u < 80 | 0 | 0 | 0 | 0 | 0 | 0
40 ≤ u < 70 | 0 | 0 | 0 | 0 | 0 | 0
5 ≤ u < 40 | 0 | 0 | 0 | 0 | 0 | 0
u < 5 | 0 | 0 | 0 | 0 | 0 | 0
Total | 0 | 0 | 0 | 2 | 0 | 2
FAL061(PT 61 FALTICENI)¦ meter SN:1702334124027402
Tensiune reziduală u% | Durata t ms |  |  |  |  | Total
| 10 < t ≤ 200 | 200 < t ≤ 500 | 500 < t ≤ 1000 | 1000 < t ≤ 5000 | 5000 < t ≤ 60000
80 ≤ u < 90 | 0 | 0 | 0 | 0 | 0 | 0
70 ≤ u < 80 | 0 | 0 | 0 | 0 | 0 | 0
40 ≤ u < 70 | 0 | 0 | 0 | 0 | 0 | 0
5 ≤ u < 40 | 0 | 0 | 0 | 0 | 0 | 0
u < 5 | 0 | 0 | 0 | 0 | 0 | 0
Total | 0 | 0 | 0 | 0 | 0 | 0
FAL077(PT 77 FALTICENI)¦ meter SN:1702334124027397
Tensiune reziduală u% | Durata t ms |  |  |  |  | Total
| 10 < t ≤ 200 | 200 < t ≤ 500 | 500 < t ≤ 1000 | 1000 < t ≤ 5000 | 5000 < t ≤ 60000
80 ≤ u < 90 | 0 | 0 | 0 | 4 | 0 | 4
70 ≤ u < 80 | 0 | 0 | 0 | 0 | 0 | 0
40 ≤ u < 70 | 0 | 0 | 0 | 0 | 0 | 0
5 ≤ u < 40 | 0 | 0 | 0 | 0 | 0 | 0
u < 5 | 0 | 0 | 0 | 0 | 0 | 0
Total | 0 | 0 | 0 | 4 | 0 | 4
SV0100(PT 100 SUCEAVA)¦ meter SN:1702334124027368
Tensiune reziduală u% | Durata t ms |  |  |  |  | Total
| 10 < t ≤ 200 | 200 < t ≤ 500 | 500 < t ≤ 1000 | 1000 < t ≤ 5000 | 5000 < t ≤ 60000
80 ≤ u < 90 | 0 | 0 | 0 | 0 | 0 | 0
70 ≤ u < 80 | 0 | 0 | 0 | 0 | 0 | 0
40 ≤ u < 70 | 0 | 0 | 0 | 0 | 0 | 0
5 ≤ u < 40 | 0 | 0 | 0 | 0 | 0 | 0
u < 5 | 0 | 0 | 0 | 0 | 0 | 0
Total | 0 | 0 | 0 | 0 | 0 | 0
SV0147(PT 147 SUCEAVA)¦ meter SN:1702234122711593
Tensiune reziduală u% | Durata t ms |  |  |  |  | Total
| 10 < t ≤ 200 | 200 < t ≤ 500 | 500 < t ≤ 1000 | 1000 < t ≤ 5000 | 5000 < t ≤ 60000
80 ≤ u < 90 | 0 | 0 | 0 | 3 | 0 | 3
70 ≤ u < 80 | 0 | 0 | 0 | 0 | 0 | 0
40 ≤ u < 70 | 0 | 0 | 0 | 0 | 0 | 0
5 ≤ u < 40 | 0 | 0 | 0 | 0 | 0 | 0
u < 5 | 0 | 0 | 0 | 0 | 0 | 0
Total | 0 | 0 | 0 | 3 | 0 | 3
SV0013(PT 13 SUCEAVA)¦ meter SN:1702234122645898
Tensiune reziduală u% | Durata t ms |  |  |  |  | Total
| 10 < t ≤ 200 | 200 < t ≤ 500 | 500 < t ≤ 1000 | 1000 < t ≤ 5000 | 5000 < t ≤ 60000
80 ≤ u < 90 | 0 | 0 | 0 | 0 | 0 | 0
70 ≤ u < 80 | 0 | 0 | 0 | 0 | 0 | 0
40 ≤ u < 70 | 0 | 0 | 0 | 0 | 0 | 0
5 ≤ u < 40 | 0 | 0 | 0 | 0 | 0 | 0
u < 5 | 0 | 0 | 0 | 0 | 0 | 0
Total | 0 | 0 | 0 | 0 | 0 | 0
SV0084(PT 84 SUCEAVA)¦ meter SN:1702234122645967
Tensiune reziduală u% | Durata t ms |  |  |  |  | Total
| 10 < t ≤ 200 | 200 < t ≤ 500 | 500 < t ≤ 1000 | 1000 < t ≤ 5000 | 5000 < t ≤ 60000
80 ≤ u < 90 | 0 | 0 | 0 | 0 | 0 | 0
70 ≤ u < 80 | 0 | 0 | 0 | 0 | 0 | 0
40 ≤ u < 70 | 0 | 0 | 0 | 0 | 0 | 0
5 ≤ u < 40 | 0 | 0 | 0 | 0 | 0 | 0
u < 5 | 0 | 0 | 0 | 0 | 0 | 0
Total | 0 | 0 | 0 | 0 | 0 | 0
SV0152(PT 152 SUCEAVA)¦ meter SN:1702234122645928
Tensiune reziduală u% | Durata t ms |  |  |  |  | Total
| 10 < t ≤ 200 | 200 < t ≤ 500 | 500 < t ≤ 1000 | 1000 < t ≤ 5000 | 5000 < t ≤ 60000
80 ≤ u < 90 | 0 | 0 | 0 | 0 | 0 | 0
70 ≤ u < 80 | 0 | 0 | 0 | 0 | 0 | 0
40 ≤ u < 70 | 0 | 0 | 0 | 0 | 0 | 0
5 ≤ u < 40 | 0 | 0 | 0 | 0 | 0 | 0
u < 5 | 0 | 0 | 0 | 0 | 0 | 0
Total | 0 | 0 | 0 | 0 | 0 | 0
SV0263(PT 263 SUCEAVA)¦ meter SN:1702234122645900
Tensiune reziduală u% | Durata t ms |  |  |  |  | Total
| 10 < t ≤ 200 | 200 < t ≤ 500 | 500 < t ≤ 1000 | 1000 < t ≤ 5000 | 5000 < t ≤ 60000
80 ≤ u < 90 | 0 | 0 | 0 | 0 | 0 | 0
70 ≤ u < 80 | 0 | 0 | 0 | 0 | 0 | 0
40 ≤ u < 70 | 0 | 0 | 0 | 0 | 0 | 0
5 ≤ u < 40 | 0 | 0 | 0 | 0 | 0 | 0
u < 5 | 0 | 0 | 0 | 0 | 0 | 0
Total | 0 | 0 | 0 | 0 | 0 | 0
ARBO13(PT 13 ARBORE)¦ meter SN:1702334124027405
Tensiune reziduală u% | Durata t ms |  |  |  |  | Total
| 10 < t ≤ 200 | 200 < t ≤ 500 | 500 < t ≤ 1000 | 1000 < t ≤ 5000 | 5000 < t ≤ 60000
80 ≤ u < 90 | 0 | 0 | 0 | 0 | 0 | 0
70 ≤ u < 80 | 0 | 0 | 0 | 0 | 0 | 0
40 ≤ u < 70 | 0 | 0 | 0 | 0 | 0 | 0
5 ≤ u < 40 | 0 | 0 | 0 | 0 | 0 | 0
u < 5 | 0 | 0 | 0 | 0 | 0 | 0
Total | 0 | 0 | 0 | 0 | 0 | 0
CASV01(PT 1 CASVANA)¦ meter SN:1702234122711488
Tensiune reziduală u% | Durata t ms |  |  |  |  | Total
| 10 < t ≤ 200 | 200 < t ≤ 500 | 500 < t ≤ 1000 | 1000 < t ≤ 5000 | 5000 < t ≤ 60000
80 ≤ u < 90 | 0 | 0 | 0 | 0 | 0 | 0
70 ≤ u < 80 | 0 | 0 | 0 | 0 | 0 | 0
40 ≤ u < 70 | 0 | 0 | 0 | 0 | 0 | 0
5 ≤ u < 40 | 0 | 0 | 0 | 0 | 0 | 0
u < 5 | 0 | 0 | 0 | 0 | 0 | 0
Total | 0 | 0 | 0 | 0 | 0 | 0
CASV02(PT 2 CASVANA)¦ meter SN:1702434126588407
Tensiune reziduală u% | Durata t ms |  |  |  |  | Total
| 10 < t ≤ 200 | 200 < t ≤ 500 | 500 < t ≤ 1000 | 1000 < t ≤ 5000 | 5000 < t ≤ 60000
80 ≤ u < 90 | 0 | 0 | 0 | 3 | 0 | 3
70 ≤ u < 80 | 0 | 0 | 0 | 0 | 0 | 0
40 ≤ u < 70 | 0 | 0 | 0 | 0 | 0 | 0
5 ≤ u < 40 | 0 | 0 | 0 | 0 | 0 | 0
u < 5 | 0 | 0 | 0 | 0 | 0 | 0
Total | 0 | 0 | 0 | 3 | 0 | 3
CASV03(PT 3 CASVANA)¦ meter SN:1702434126588406
Tensiune reziduală u% | Durata t ms |  |  |  |  | Total
| 10 < t ≤ 200 | 200 < t ≤ 500 | 500 < t ≤ 1000 | 1000 < t ≤ 5000 | 5000 < t ≤ 60000
80 ≤ u < 90 | 0 | 0 | 0 | 1 | 0 | 1
70 ≤ u < 80 | 0 | 0 | 0 | 0 | 0 | 0
40 ≤ u < 70 | 0 | 0 | 0 | 0 | 0 | 0
5 ≤ u < 40 | 0 | 0 | 0 | 0 | 0 | 0
u < 5 | 0 | 0 | 0 | 0 | 0 | 0
Total | 0 | 0 | 0 | 1 | 0 | 1
CASV04(PT 4 CASVANA)¦ meter SN:1702234123505861
Tensiune reziduală u% | Durata t ms |  |  |  |  | Total
| 10 < t ≤ 200 | 200 < t ≤ 500 | 500 < t ≤ 1000 | 1000 < t ≤ 5000 | 5000 < t ≤ 60000
80 ≤ u < 90 | 0 | 0 | 0 | 1 | 0 | 1
70 ≤ u < 80 | 0 | 0 | 0 | 0 | 0 | 0
40 ≤ u < 70 | 0 | 0 | 0 | 0 | 0 | 0
5 ≤ u < 40 | 0 | 0 | 0 | 0 | 0 | 0
u < 5 | 0 | 0 | 0 | 0 | 0 | 0
Total | 0 | 0 | 0 | 1 | 0 | 1
CASV05(PT 5 CASVANA)¦ meter SN:1702434126588411
Tensiune reziduală u% | Durata t ms |  |  |  |  | Total
| 10 < t ≤ 200 | 200 < t ≤ 500 | 500 < t ≤ 1000 | 1000 < t ≤ 5000 | 5000 < t ≤ 60000
80 ≤ u < 90 | 0 | 0 | 0 | 0 | 0 | 0
70 ≤ u < 80 | 0 | 0 | 0 | 0 | 0 | 0
40 ≤ u < 70 | 0 | 0 | 0 | 0 | 0 | 0
5 ≤ u < 40 | 0 | 0 | 0 | 0 | 0 | 0
u < 5 | 0 | 0 | 0 | 0 | 0 | 0
Total | 0 | 0 | 0 | 0 | 0 | 0
CASV07(PT 7 CASVANA)¦ meter SN:1702234122711485
Tensiune reziduală u% | Durata t ms |  |  |  |  | Total
| 10 < t ≤ 200 | 200 < t ≤ 500 | 500 < t ≤ 1000 | 1000 < t ≤ 5000 | 5000 < t ≤ 60000
80 ≤ u < 90 | 0 | 0 | 0 | 1 | 0 | 1
70 ≤ u < 80 | 0 | 0 | 0 | 0 | 0 | 0
40 ≤ u < 70 | 0 | 0 | 0 | 0 | 0 | 0
5 ≤ u < 40 | 0 | 0 | 0 | 0 | 0 | 0
u < 5 | 0 | 0 | 0 | 0 | 0 | 0
Total | 0 | 0 | 0 | 1 | 0 | 1
SOL001(PT 1 SOLCA)¦ meter SN:1702434126588409
Tensiune reziduală u% | Durata t ms |  |  |  |  | Total
| 10 < t ≤ 200 | 200 < t ≤ 500 | 500 < t ≤ 1000 | 1000 < t ≤ 5000 | 5000 < t ≤ 60000
80 ≤ u < 90 | 0 | 0 | 0 | 0 | 0 | 0
70 ≤ u < 80 | 0 | 0 | 0 | 0 | 0 | 0
40 ≤ u < 70 | 0 | 0 | 0 | 0 | 0 | 0
5 ≤ u < 40 | 0 | 0 | 0 | 0 | 0 | 0
u < 5 | 0 | 0 | 0 | 0 | 0 | 0
Total | 0 | 0 | 0 | 0 | 0 | 0
SOL006(PT 6 SOLCA)¦ meter SN:1702434126588410
Tensiune reziduală u% | Durata t ms |  |  |  |  | Total
| 10 < t ≤ 200 | 200 < t ≤ 500 | 500 < t ≤ 1000 | 1000 < t ≤ 5000 | 5000 < t ≤ 60000
80 ≤ u < 90 | 0 | 0 | 0 | 0 | 0 | 0
70 ≤ u < 80 | 0 | 0 | 0 | 0 | 0 | 0
40 ≤ u < 70 | 0 | 0 | 0 | 0 | 0 | 0
5 ≤ u < 40 | 0 | 0 | 0 | 0 | 0 | 0
u < 5 | 0 | 0 | 0 | 0 | 0 | 0
Total | 0 | 0 | 0 | 0 | 0 | 0
SOL012(PT 12 SOLCA)¦ meter SN:1702434126588408
Tensiune reziduală u% | Durata t ms |  |  |  |  | Total
| 10 < t ≤ 200 | 200 < t ≤ 500 | 500 < t ≤ 1000 | 1000 < t ≤ 5000 | 5000 < t ≤ 60000
80 ≤ u < 90 | 0 | 0 | 0 | 5 | 0 | 5
70 ≤ u < 80 | 0 | 0 | 0 | 0 | 0 | 0
40 ≤ u < 70 | 0 | 0 | 0 | 0 | 0 | 0
5 ≤ u < 40 | 0 | 0 | 0 | 0 | 0 | 0
u < 5 | 0 | 0 | 0 | 0 | 0 | 0
Total | 0 | 0 | 0 | 5 | 0 | 5
CUMP01(PT 1 CUMPARATURA)¦ meter SN:1702234122645927
Tensiune reziduală u% | Durata t ms |  |  |  |  | Total
| 10 < t ≤ 200 | 200 < t ≤ 500 | 500 < t ≤ 1000 | 1000 < t ≤ 5000 | 5000 < t ≤ 60000
80 ≤ u < 90 | 0 | 0 | 0 | 0 | 0 | 0
70 ≤ u < 80 | 0 | 0 | 0 | 0 | 0 | 0
40 ≤ u < 70 | 0 | 0 | 0 | 0 | 0 | 0
5 ≤ u < 40 | 0 | 0 | 0 | 0 | 0 | 0
u < 5 | 0 | 0 | 0 | 0 | 0 | 0
Total | 0 | 0 | 0 | 0 | 0 | 0
CUMP04(PT 4 CUMPARATURA)¦ meter SN:1702234122645925
Tensiune reziduală u% | Durata t ms |  |  |  |  | Total
| 10 < t ≤ 200 | 200 < t ≤ 500 | 500 < t ≤ 1000 | 1000 < t ≤ 5000 | 5000 < t ≤ 60000
80 ≤ u < 90 | 0 | 0 | 0 | 2 | 0 | 2
70 ≤ u < 80 | 0 | 0 | 0 | 0 | 0 | 0
40 ≤ u < 70 | 0 | 0 | 0 | 0 | 0 | 0
5 ≤ u < 40 | 0 | 0 | 0 | 0 | 0 | 0
u < 5 | 0 | 0 | 0 | 0 | 0 | 0
Total | 0 | 0 | 0 | 2 | 0 | 2
FRMA01(PT 1 FRUMOASA)¦ meter SN:1702234122645905
Tensiune reziduală u% | Durata t ms |  |  |  |  | Total
| 10 < t ≤ 200 | 200 < t ≤ 500 | 500 < t ≤ 1000 | 1000 < t ≤ 5000 | 5000 < t ≤ 60000
80 ≤ u < 90 | 0 | 0 | 0 | 0 | 0 | 0
70 ≤ u < 80 | 0 | 0 | 0 | 0 | 0 | 0
40 ≤ u < 70 | 0 | 0 | 0 | 0 | 0 | 0
5 ≤ u < 40 | 0 | 0 | 0 | 0 | 0 | 0
u < 5 | 0 | 0 | 0 | 0 | 0 | 0
Total | 0 | 0 | 0 | 0 | 0 | 0
FRMA04(PT 4 FRUMOASA)¦ meter SN:1702234122645907
Tensiune reziduală u% | Durata t ms |  |  |  |  | Total
| 10 < t ≤ 200 | 200 < t ≤ 500 | 500 < t ≤ 1000 | 1000 < t ≤ 5000 | 5000 < t ≤ 60000
80 ≤ u < 90 | 0 | 0 | 0 | 0 | 0 | 0
70 ≤ u < 80 | 0 | 0 | 0 | 0 | 0 | 0
40 ≤ u < 70 | 0 | 0 | 0 | 0 | 0 | 0
5 ≤ u < 40 | 0 | 0 | 0 | 0 | 0 | 0
u < 5 | 0 | 0 | 0 | 0 | 0 | 0
Total | 0 | 0 | 0 | 0 | 0 | 0
FRMA05(PT 5 FRUMOASA)¦ meter SN:1702234122645904
Tensiune reziduală u% | Durata t ms |  |  |  |  | Total
| 10 < t ≤ 200 | 200 < t ≤ 500 | 500 < t ≤ 1000 | 1000 < t ≤ 5000 | 5000 < t ≤ 60000
80 ≤ u < 90 | 0 | 0 | 0 | 0 | 0 | 0
70 ≤ u < 80 | 0 | 0 | 0 | 0 | 0 | 0
40 ≤ u < 70 | 0 | 0 | 0 | 0 | 0 | 0
5 ≤ u < 40 | 0 | 0 | 0 | 0 | 0 | 0
u < 5 | 0 | 0 | 0 | 0 | 0 | 0
Total | 0 | 0 | 0 | 0 | 0 | 0
FRMA06(PT 6 FRUMOASA)¦ meter SN:1702234122645908
Tensiune reziduală u% | Durata t ms |  |  |  |  | Total
| 10 < t ≤ 200 | 200 < t ≤ 500 | 500 < t ≤ 1000 | 1000 < t ≤ 5000 | 5000 < t ≤ 60000
80 ≤ u < 90 | 0 | 0 | 0 | 1 | 0 | 1
70 ≤ u < 80 | 0 | 0 | 0 | 0 | 0 | 0
40 ≤ u < 70 | 0 | 0 | 0 | 0 | 0 | 0
5 ≤ u < 40 | 0 | 0 | 0 | 0 | 0 | 0
u < 5 | 0 | 0 | 0 | 0 | 0 | 0
Total | 0 | 0 | 0 | 1 | 0 | 1
IPOT02(PT 2 IPOTESTI)¦ meter SN:1702334124027379
Tensiune reziduală u% | Durata t ms |  |  |  |  | Total
| 10 < t ≤ 200 | 200 < t ≤ 500 | 500 < t ≤ 1000 | 1000 < t ≤ 5000 | 5000 < t ≤ 60000
80 ≤ u < 90 | 0 | 0 | 0 | 0 | 0 | 0
70 ≤ u < 80 | 0 | 0 | 0 | 0 | 0 | 0
40 ≤ u < 70 | 0 | 0 | 0 | 0 | 0 | 0
5 ≤ u < 40 | 0 | 0 | 0 | 0 | 0 | 0
u < 5 | 0 | 0 | 0 | 0 | 0 | 0
Total | 0 | 0 | 0 | 0 | 0 | 0
IPOT04(PT 4 IPOTESTI)¦ meter SN:1702334124027381
Tensiune reziduală u% | Durata t ms |  |  |  |  | Total
| 10 < t ≤ 200 | 200 < t ≤ 500 | 500 < t ≤ 1000 | 1000 < t ≤ 5000 | 5000 < t ≤ 60000
80 ≤ u < 90 | 0 | 0 | 0 | 0 | 0 | 0
70 ≤ u < 80 | 0 | 0 | 0 | 0 | 0 | 0
40 ≤ u < 70 | 0 | 0 | 0 | 0 | 0 | 0
5 ≤ u < 40 | 0 | 0 | 0 | 0 | 0 | 0
u < 5 | 0 | 0 | 0 | 0 | 0 | 0
Total | 0 | 0 | 0 | 0 | 0 | 0
IPOT07(PT 7 IPOTESTI)¦ meter SN:1702334123978812
Tensiune reziduală u% | Durata t ms |  |  |  |  | Total
| 10 < t ≤ 200 | 200 < t ≤ 500 | 500 < t ≤ 1000 | 1000 < t ≤ 5000 | 5000 < t ≤ 60000
80 ≤ u < 90 | 0 | 0 | 0 | 0 | 0 | 0
70 ≤ u < 80 | 0 | 0 | 0 | 0 | 0 | 0
40 ≤ u < 70 | 0 | 0 | 0 | 0 | 0 | 0
5 ≤ u < 40 | 0 | 0 | 0 | 0 | 0 | 0
u < 5 | 0 | 0 | 0 | 0 | 0 | 0
Total | 0 | 0 | 0 | 0 | 0 | 0
IPOT10(PTA 10 IPOTESTI)¦ meter SN:1702334123978813
Tensiune reziduală u% | Durata t ms |  |  |  |  | Total
| 10 < t ≤ 200 | 200 < t ≤ 500 | 500 < t ≤ 1000 | 1000 < t ≤ 5000 | 5000 < t ≤ 60000
80 ≤ u < 90 | 0 | 0 | 0 | 0 | 0 | 0
70 ≤ u < 80 | 0 | 0 | 0 | 0 | 0 | 0
40 ≤ u < 70 | 0 | 0 | 0 | 0 | 0 | 0
5 ≤ u < 40 | 0 | 0 | 0 | 0 | 0 | 0
u < 5 | 0 | 0 | 0 | 0 | 0 | 0
Total | 0 | 0 | 0 | 0 | 0 | 0
IPOT10(PTA 10 IPOTESTI)¦ meter SN:1702334123978814
Tensiune reziduală u% | Durata t ms |  |  |  |  | Total
| 10 < t ≤ 200 | 200 < t ≤ 500 | 500 < t ≤ 1000 | 1000 < t ≤ 5000 | 5000 < t ≤ 60000
80 ≤ u < 90 | 0 | 0 | 0 | 0 | 0 | 0
70 ≤ u < 80 | 0 | 0 | 0 | 0 | 0 | 0
40 ≤ u < 70 | 0 | 0 | 0 | 0 | 0 | 0
5 ≤ u < 40 | 0 | 0 | 0 | 0 | 0 | 0
u < 5 | 0 | 0 | 0 | 0 | 0 | 0
Total | 0 | 0 | 0 | 0 | 0 | 0
IPOT14(PTA 14 IPOTESTI)¦ meter SN:1702334124027380
Tensiune reziduală u% | Durata t ms |  |  |  |  | Total
| 10 < t ≤ 200 | 200 < t ≤ 500 | 500 < t ≤ 1000 | 1000 < t ≤ 5000 | 5000 < t ≤ 60000
80 ≤ u < 90 | 0 | 0 | 0 | 0 | 0 | 0
70 ≤ u < 80 | 0 | 0 | 0 | 0 | 0 | 0
40 ≤ u < 70 | 0 | 0 | 0 | 0 | 0 | 0
5 ≤ u < 40 | 0 | 0 | 0 | 0 | 0 | 0
u < 5 | 0 | 0 | 0 | 0 | 0 | 0
Total | 0 | 0 | 0 | 0 | 0 | 0
IPOT17(PT 17 IPOTESTI)¦ meter SN:1702334123978809
Tensiune reziduală u% | Durata t ms |  |  |  |  | Total
| 10 < t ≤ 200 | 200 < t ≤ 500 | 500 < t ≤ 1000 | 1000 < t ≤ 5000 | 5000 < t ≤ 60000
80 ≤ u < 90 | 0 | 0 | 0 | 0 | 0 | 0
70 ≤ u < 80 | 0 | 0 | 0 | 0 | 0 | 0
40 ≤ u < 70 | 0 | 0 | 0 | 0 | 0 | 0
5 ≤ u < 40 | 0 | 0 | 0 | 0 | 0 | 0
u < 5 | 0 | 0 | 0 | 0 | 0 | 0
Total | 0 | 0 | 0 | 0 | 0 | 0
IPOT18(PT 18 IPOTESTI)¦ meter SN:1702334123978800
Tensiune reziduală u% | Durata t ms |  |  |  |  | Total
| 10 < t ≤ 200 | 200 < t ≤ 500 | 500 < t ≤ 1000 | 1000 < t ≤ 5000 | 5000 < t ≤ 60000
80 ≤ u < 90 | 0 | 0 | 0 | 0 | 0 | 0
70 ≤ u < 80 | 0 | 0 | 0 | 0 | 0 | 0
40 ≤ u < 70 | 0 | 0 | 0 | 0 | 0 | 0
5 ≤ u < 40 | 0 | 0 | 0 | 0 | 0 | 0
u < 5 | 0 | 0 | 0 | 0 | 0 | 0
Total | 0 | 0 | 0 | 0 | 0 | 0
IPOT19(PTAV 19 IPOTESTI)¦ meter SN:1702334123978810
Tensiune reziduală u% | Durata t ms |  |  |  |  | Total
| 10 < t ≤ 200 | 200 < t ≤ 500 | 500 < t ≤ 1000 | 1000 < t ≤ 5000 | 5000 < t ≤ 60000
80 ≤ u < 90 | 0 | 0 | 0 | 0 | 0 | 0
70 ≤ u < 80 | 0 | 0 | 0 | 0 | 0 | 0
40 ≤ u < 70 | 0 | 0 | 0 | 0 | 0 | 0
5 ≤ u < 40 | 0 | 0 | 0 | 0 | 0 | 0
u < 5 | 0 | 0 | 0 | 0 | 0 | 0
Total | 0 | 0 | 0 | 0 | 0 | 0
IPOT19(PTAV 19 IPOTESTI)¦ meter SN:1702334123978811
Tensiune reziduală u% | Durata t ms |  |  |  |  | Total
| 10 < t ≤ 200 | 200 < t ≤ 500 | 500 < t ≤ 1000 | 1000 < t ≤ 5000 | 5000 < t ≤ 60000
80 ≤ u < 90 | 0 | 0 | 0 | 0 | 0 | 0
70 ≤ u < 80 | 0 | 0 | 0 | 0 | 0 | 0
40 ≤ u < 70 | 0 | 0 | 0 | 0 | 0 | 0
5 ≤ u < 40 | 0 | 0 | 0 | 0 | 0 | 0
u < 5 | 0 | 0 | 0 | 0 | 0 | 0
Total | 0 | 0 | 0 | 0 | 0 | 0
LISA01(PT 1 LISAURA)¦ meter SN:1702334124027391
Tensiune reziduală u% | Durata t ms |  |  |  |  | Total
| 10 < t ≤ 200 | 200 < t ≤ 500 | 500 < t ≤ 1000 | 1000 < t ≤ 5000 | 5000 < t ≤ 60000
80 ≤ u < 90 | 0 | 0 | 0 | 0 | 0 | 0
70 ≤ u < 80 | 0 | 0 | 0 | 0 | 0 | 0
40 ≤ u < 70 | 0 | 0 | 0 | 0 | 0 | 0
5 ≤ u < 40 | 0 | 0 | 0 | 0 | 0 | 0
u < 5 | 0 | 0 | 0 | 0 | 0 | 0
Total | 0 | 0 | 0 | 0 | 0 | 0
LISA02(PT 2 LISAURA)¦ meter SN:1702334124027366
Tensiune reziduală u% | Durata t ms |  |  |  |  | Total
| 10 < t ≤ 200 | 200 < t ≤ 500 | 500 < t ≤ 1000 | 1000 < t ≤ 5000 | 5000 < t ≤ 60000
80 ≤ u < 90 | 0 | 0 | 0 | 0 | 0 | 0
70 ≤ u < 80 | 0 | 0 | 0 | 0 | 0 | 0
40 ≤ u < 70 | 0 | 0 | 0 | 0 | 0 | 0
5 ≤ u < 40 | 0 | 0 | 0 | 0 | 0 | 0
u < 5 | 0 | 0 | 0 | 0 | 0 | 0
Total | 0 | 0 | 0 | 0 | 0 | 0
LISA03(PT 3 LISAURA)¦ meter SN:1702434125895631
Tensiune reziduală u% | Durata t ms |  |  |  |  | Total
| 10 < t ≤ 200 | 200 < t ≤ 500 | 500 < t ≤ 1000 | 1000 < t ≤ 5000 | 5000 < t ≤ 60000
80 ≤ u < 90 | 0 | 0 | 0 | 0 | 0 | 0
70 ≤ u < 80 | 0 | 0 | 0 | 0 | 0 | 0
40 ≤ u < 70 | 0 | 0 | 0 | 0 | 0 | 0
5 ≤ u < 40 | 0 | 0 | 0 | 0 | 0 | 0
u < 5 | 0 | 0 | 0 | 0 | 0 | 0
Total | 0 | 0 | 0 | 0 | 0 | 0
LITE02(PT 2 LITENI)¦ meter SN:1702234122645923
Tensiune reziduală u% | Durata t ms |  |  |  |  | Total
| 10 < t ≤ 200 | 200 < t ≤ 500 | 500 < t ≤ 1000 | 1000 < t ≤ 5000 | 5000 < t ≤ 60000
80 ≤ u < 90 | 0 | 0 | 0 | 2 | 0 | 2
70 ≤ u < 80 | 0 | 0 | 0 | 0 | 0 | 0
40 ≤ u < 70 | 0 | 0 | 0 | 0 | 0 | 0
5 ≤ u < 40 | 0 | 0 | 0 | 0 | 0 | 0
u < 5 | 0 | 0 | 0 | 0 | 0 | 0
Total | 0 | 0 | 0 | 2 | 0 | 2
LITE03(PT 3 LITENI)¦ meter SN:1702234122645926
Tensiune reziduală u% | Durata t ms |  |  |  |  | Total
| 10 < t ≤ 200 | 200 < t ≤ 500 | 500 < t ≤ 1000 | 1000 < t ≤ 5000 | 5000 < t ≤ 60000
80 ≤ u < 90 | 0 | 0 | 0 | 0 | 0 | 0
70 ≤ u < 80 | 0 | 0 | 0 | 0 | 0 | 0
40 ≤ u < 70 | 0 | 0 | 0 | 0 | 0 | 0
5 ≤ u < 40 | 0 | 0 | 0 | 0 | 0 | 0
u < 5 | 0 | 0 | 0 | 0 | 0 | 0
Total | 0 | 0 | 0 | 0 | 0 | 0
LITE04(PT 4 LITENI)¦ meter SN:1702234123505877
Tensiune reziduală u% | Durata t ms |  |  |  |  | Total
| 10 < t ≤ 200 | 200 < t ≤ 500 | 500 < t ≤ 1000 | 1000 < t ≤ 5000 | 5000 < t ≤ 60000
80 ≤ u < 90 | 0 | 0 | 0 | 0 | 0 | 0
70 ≤ u < 80 | 0 | 0 | 0 | 0 | 0 | 0
40 ≤ u < 70 | 0 | 0 | 0 | 0 | 0 | 0
5 ≤ u < 40 | 0 | 0 | 0 | 0 | 0 | 0
u < 5 | 0 | 0 | 0 | 0 | 0 | 0
Total | 0 | 0 | 0 | 0 | 0 | 0
LITE11(PT 11 LITENI)¦ meter SN:1702434125895594
Tensiune reziduală u% | Durata t ms |  |  |  |  | Total
| 10 < t ≤ 200 | 200 < t ≤ 500 | 500 < t ≤ 1000 | 1000 < t ≤ 5000 | 5000 < t ≤ 60000
80 ≤ u < 90 | 0 | 0 | 0 | 0 | 0 | 0
70 ≤ u < 80 | 0 | 0 | 0 | 0 | 0 | 0
40 ≤ u < 70 | 0 | 0 | 0 | 0 | 0 | 0
5 ≤ u < 40 | 0 | 0 | 0 | 0 | 0 | 0
u < 5 | 0 | 0 | 0 | 0 | 0 | 0
Total | 0 | 0 | 0 | 0 | 0 | 0
MOAR01(PT 1 MOARA)¦ meter SN:1702334124027340
Tensiune reziduală u% | Durata t ms |  |  |  |  | Total
| 10 < t ≤ 200 | 200 < t ≤ 500 | 500 < t ≤ 1000 | 1000 < t ≤ 5000 | 5000 < t ≤ 60000
80 ≤ u < 90 | 0 | 0 | 0 | 0 | 0 | 0
70 ≤ u < 80 | 0 | 0 | 0 | 0 | 0 | 0
40 ≤ u < 70 | 0 | 0 | 0 | 0 | 0 | 0
5 ≤ u < 40 | 0 | 0 | 0 | 0 | 0 | 0
u < 5 | 0 | 0 | 0 | 0 | 0 | 0
Total | 0 | 0 | 0 | 0 | 0 | 0
MOAR02(PT 2 MOARA)¦ meter SN:1702234122645919
Tensiune reziduală u% | Durata t ms |  |  |  |  | Total
| 10 < t ≤ 200 | 200 < t ≤ 500 | 500 < t ≤ 1000 | 1000 < t ≤ 5000 | 5000 < t ≤ 60000
80 ≤ u < 90 | 0 | 0 | 0 | 0 | 0 | 0
70 ≤ u < 80 | 0 | 0 | 0 | 0 | 0 | 0
40 ≤ u < 70 | 0 | 0 | 0 | 0 | 0 | 0
5 ≤ u < 40 | 0 | 0 | 0 | 0 | 0 | 0
u < 5 | 0 | 0 | 0 | 0 | 0 | 0
Total | 0 | 0 | 0 | 0 | 0 | 0
MOAR03(PT 3 MOARA)¦ meter SN:1702234122645921
Tensiune reziduală u% | Durata t ms |  |  |  |  | Total
| 10 < t ≤ 200 | 200 < t ≤ 500 | 500 < t ≤ 1000 | 1000 < t ≤ 5000 | 5000 < t ≤ 60000
80 ≤ u < 90 | 0 | 0 | 0 | 0 | 1 | 1
70 ≤ u < 80 | 0 | 0 | 0 | 0 | 0 | 0
40 ≤ u < 70 | 0 | 0 | 0 | 0 | 0 | 0
5 ≤ u < 40 | 0 | 0 | 0 | 0 | 0 | 0
u < 5 | 0 | 0 | 0 | 0 | 0 | 0
Total | 0 | 0 | 0 | 0 | 1 | 1
MOAR05(PT 5 MOARA)¦ meter SN:1702234122645920
Tensiune reziduală u% | Durata t ms |  |  |  |  | Total
| 10 < t ≤ 200 | 200 < t ≤ 500 | 500 < t ≤ 1000 | 1000 < t ≤ 5000 | 5000 < t ≤ 60000
80 ≤ u < 90 | 0 | 0 | 0 | 2 | 0 | 2
70 ≤ u < 80 | 0 | 0 | 0 | 0 | 0 | 0
40 ≤ u < 70 | 0 | 0 | 0 | 0 | 0 | 0
5 ≤ u < 40 | 0 | 0 | 0 | 0 | 0 | 0
u < 5 | 0 | 0 | 0 | 0 | 0 | 0
Total | 0 | 0 | 0 | 2 | 0 | 2
MOAR06(PT 6 MOARA)¦ meter SN:1702234122645896
Tensiune reziduală u% | Durata t ms |  |  |  |  | Total
| 10 < t ≤ 200 | 200 < t ≤ 500 | 500 < t ≤ 1000 | 1000 < t ≤ 5000 | 5000 < t ≤ 60000
80 ≤ u < 90 | 0 | 0 | 0 | 1 | 2 | 3
70 ≤ u < 80 | 0 | 0 | 0 | 0 | 0 | 0
40 ≤ u < 70 | 0 | 0 | 0 | 0 | 0 | 0
5 ≤ u < 40 | 0 | 0 | 0 | 0 | 0 | 0
u < 5 | 0 | 0 | 0 | 0 | 0 | 0
Total | 0 | 0 | 0 | 1 | 2 | 3
MOAR07(PT 7 MOARA)¦ meter SN:1702234122645894
Tensiune reziduală u% | Durata t ms |  |  |  |  | Total
| 10 < t ≤ 200 | 200 < t ≤ 500 | 500 < t ≤ 1000 | 1000 < t ≤ 5000 | 5000 < t ≤ 60000
80 ≤ u < 90 | 0 | 0 | 0 | 1 | 0 | 1
70 ≤ u < 80 | 0 | 0 | 0 | 0 | 0 | 0
40 ≤ u < 70 | 0 | 0 | 0 | 0 | 0 | 0
5 ≤ u < 40 | 0 | 0 | 0 | 0 | 0 | 0
u < 5 | 0 | 0 | 0 | 0 | 0 | 0
Total | 0 | 0 | 0 | 1 | 0 | 1
MOAR08(PT 8 MOARA)¦ meter SN:1702334124027372
Tensiune reziduală u% | Durata t ms |  |  |  |  | Total
| 10 < t ≤ 200 | 200 < t ≤ 500 | 500 < t ≤ 1000 | 1000 < t ≤ 5000 | 5000 < t ≤ 60000
80 ≤ u < 90 | 0 | 0 | 0 | 0 | 0 | 0
70 ≤ u < 80 | 0 | 0 | 0 | 0 | 0 | 0
40 ≤ u < 70 | 0 | 0 | 0 | 0 | 0 | 0
5 ≤ u < 40 | 0 | 0 | 0 | 0 | 0 | 0
u < 5 | 0 | 0 | 0 | 0 | 0 | 0
Total | 0 | 0 | 0 | 0 | 0 | 0
MOAR09(PT 9 MOARA)¦ meter SN:1702234122645916
Tensiune reziduală u% | Durata t ms |  |  |  |  | Total
| 10 < t ≤ 200 | 200 < t ≤ 500 | 500 < t ≤ 1000 | 1000 < t ≤ 5000 | 5000 < t ≤ 60000
80 ≤ u < 90 | 0 | 0 | 0 | 0 | 0 | 0
70 ≤ u < 80 | 0 | 0 | 0 | 0 | 0 | 0
40 ≤ u < 70 | 0 | 0 | 0 | 0 | 0 | 0
5 ≤ u < 40 | 0 | 0 | 0 | 0 | 0 | 0
u < 5 | 0 | 0 | 0 | 0 | 0 | 0
Total | 0 | 0 | 0 | 0 | 0 | 0
MOAR10(PT 10 MOARA)¦ meter SN:1702234122645892
Tensiune reziduală u% | Durata t ms |  |  |  |  | Total
| 10 < t ≤ 200 | 200 < t ≤ 500 | 500 < t ≤ 1000 | 1000 < t ≤ 5000 | 5000 < t ≤ 60000
80 ≤ u < 90 | 0 | 0 | 0 | 1 | 1 | 2
70 ≤ u < 80 | 0 | 0 | 0 | 0 | 0 | 0
40 ≤ u < 70 | 0 | 0 | 0 | 0 | 0 | 0
5 ≤ u < 40 | 0 | 0 | 0 | 0 | 0 | 0
u < 5 | 0 | 0 | 0 | 0 | 0 | 0
Total | 0 | 0 | 0 | 1 | 1 | 2
MOAR11(PT 11 MOARA)¦ meter SN:1702234122645893
Tensiune reziduală u% | Durata t ms |  |  |  |  | Total
| 10 < t ≤ 200 | 200 < t ≤ 500 | 500 < t ≤ 1000 | 1000 < t ≤ 5000 | 5000 < t ≤ 60000
80 ≤ u < 90 | 0 | 0 | 0 | 0 | 0 | 0
70 ≤ u < 80 | 0 | 0 | 0 | 0 | 0 | 0
40 ≤ u < 70 | 0 | 0 | 0 | 0 | 0 | 0
5 ≤ u < 40 | 0 | 0 | 0 | 0 | 0 | 0
u < 5 | 0 | 0 | 0 | 0 | 0 | 0
Total | 0 | 0 | 0 | 0 | 0 | 0
MOAR12(PT 12 MOARA)¦ meter SN:1702234122645897
Tensiune reziduală u% | Durata t ms |  |  |  |  | Total
| 10 < t ≤ 200 | 200 < t ≤ 500 | 500 < t ≤ 1000 | 1000 < t ≤ 5000 | 5000 < t ≤ 60000
80 ≤ u < 90 | 0 | 0 | 0 | 0 | 0 | 0
70 ≤ u < 80 | 0 | 0 | 0 | 0 | 0 | 0
40 ≤ u < 70 | 0 | 0 | 0 | 0 | 0 | 0
5 ≤ u < 40 | 0 | 0 | 0 | 0 | 0 | 0
u < 5 | 0 | 0 | 0 | 0 | 0 | 0
Total | 0 | 0 | 0 | 0 | 0 | 0
MOAR15(PT 15 MOARA)¦ meter SN:1702234123505887
Tensiune reziduală u% | Durata t ms |  |  |  |  | Total
| 10 < t ≤ 200 | 200 < t ≤ 500 | 500 < t ≤ 1000 | 1000 < t ≤ 5000 | 5000 < t ≤ 60000
80 ≤ u < 90 | 0 | 0 | 0 | 0 | 0 | 0
70 ≤ u < 80 | 0 | 0 | 0 | 0 | 0 | 0
40 ≤ u < 70 | 0 | 0 | 0 | 0 | 0 | 0
5 ≤ u < 40 | 0 | 0 | 0 | 0 | 0 | 0
u < 5 | 0 | 0 | 0 | 0 | 0 | 0
Total | 0 | 0 | 0 | 0 | 0 | 0
MOAR16(PT 16 MOARA)¦ meter SN:1702234122645918
Tensiune reziduală u% | Durata t ms |  |  |  |  | Total
| 10 < t ≤ 200 | 200 < t ≤ 500 | 500 < t ≤ 1000 | 1000 < t ≤ 5000 | 5000 < t ≤ 60000
80 ≤ u < 90 | 0 | 0 | 0 | 1 | 3 | 4
70 ≤ u < 80 | 0 | 0 | 0 | 0 | 0 | 0
40 ≤ u < 70 | 0 | 0 | 0 | 0 | 0 | 0
5 ≤ u < 40 | 0 | 0 | 0 | 0 | 0 | 0
u < 5 | 0 | 0 | 0 | 0 | 0 | 0
Total | 0 | 0 | 0 | 1 | 3 | 4
SFIN01(PT 1 SF ILIE VECHI)¦ meter SN:1702234123505886
Tensiune reziduală u% | Durata t ms |  |  |  |  | Total
| 10 < t ≤ 200 | 200 < t ≤ 500 | 500 < t ≤ 1000 | 1000 < t ≤ 5000 | 5000 < t ≤ 60000
80 ≤ u < 90 | 0 | 0 | 0 | 0 | 0 | 0
70 ≤ u < 80 | 0 | 0 | 0 | 0 | 0 | 0
40 ≤ u < 70 | 0 | 0 | 0 | 0 | 0 | 0
5 ≤ u < 40 | 0 | 0 | 0 | 0 | 0 | 0
u < 5 | 0 | 0 | 0 | 0 | 0 | 0
Total | 0 | 0 | 0 | 0 | 0 | 0
SFIN02(PT 2 SF ILIE VECHI)¦ meter SN:1702234123505888
Tensiune reziduală u% | Durata t ms |  |  |  |  | Total
| 10 < t ≤ 200 | 200 < t ≤ 500 | 500 < t ≤ 1000 | 1000 < t ≤ 5000 | 5000 < t ≤ 60000
80 ≤ u < 90 | 0 | 0 | 0 | 0 | 0 | 0
70 ≤ u < 80 | 0 | 0 | 0 | 0 | 0 | 0
40 ≤ u < 70 | 0 | 0 | 0 | 0 | 0 | 0
5 ≤ u < 40 | 0 | 0 | 0 | 0 | 0 | 0
u < 5 | 0 | 0 | 0 | 0 | 0 | 0
Total | 0 | 0 | 0 | 0 | 0 | 0
SFIN03(PT 3 SF ILIE VECHI)¦ meter SN:1702234123505885
Tensiune reziduală u% | Durata t ms |  |  |  |  | Total
| 10 < t ≤ 200 | 200 < t ≤ 500 | 500 < t ≤ 1000 | 1000 < t ≤ 5000 | 5000 < t ≤ 60000
80 ≤ u < 90 | 0 | 0 | 0 | 24 | 19 | 43
70 ≤ u < 80 | 0 | 0 | 0 | 0 | 0 | 0
40 ≤ u < 70 | 0 | 0 | 0 | 0 | 0 | 0
5 ≤ u < 40 | 0 | 0 | 0 | 0 | 0 | 0
u < 5 | 0 | 0 | 0 | 0 | 0 | 0
Total | 0 | 0 | 0 | 24 | 19 | 43
SFIN04(PTAB 4 SF ILIE)¦ meter SN:1702234122645941
Tensiune reziduală u% | Durata t ms |  |  |  |  | Total
| 10 < t ≤ 200 | 200 < t ≤ 500 | 500 < t ≤ 1000 | 1000 < t ≤ 5000 | 5000 < t ≤ 60000
80 ≤ u < 90 | 0 | 0 | 0 | 0 | 0 | 0
70 ≤ u < 80 | 0 | 0 | 0 | 0 | 0 | 0
40 ≤ u < 70 | 0 | 0 | 0 | 0 | 0 | 0
5 ≤ u < 40 | 0 | 0 | 0 | 0 | 0 | 0
u < 5 | 0 | 0 | 0 | 0 | 0 | 0
Total | 0 | 0 | 0 | 0 | 0 | 0
SFIN05(PT 5 SFANTU ILIE SCHEIA JUD SUCEAVA)¦ meter SN:1702234123505883
Tensiune reziduală u% | Durata t ms |  |  |  |  | Total
| 10 < t ≤ 200 | 200 < t ≤ 500 | 500 < t ≤ 1000 | 1000 < t ≤ 5000 | 5000 < t ≤ 60000
80 ≤ u < 90 | 0 | 0 | 0 | 0 | 0 | 0
70 ≤ u < 80 | 0 | 0 | 0 | 0 | 0 | 0
40 ≤ u < 70 | 0 | 0 | 0 | 0 | 0 | 0
5 ≤ u < 40 | 0 | 0 | 0 | 0 | 0 | 0
u < 5 | 0 | 0 | 0 | 0 | 0 | 0
Total | 0 | 0 | 0 | 0 | 0 | 0
SFIN06(PT6 SFANTU ILIE)¦ meter SN:1702234123505889
Tensiune reziduală u% | Durata t ms |  |  |  |  | Total
| 10 < t ≤ 200 | 200 < t ≤ 500 | 500 < t ≤ 1000 | 1000 < t ≤ 5000 | 5000 < t ≤ 60000
80 ≤ u < 90 | 0 | 0 | 0 | 0 | 0 | 0
70 ≤ u < 80 | 0 | 0 | 0 | 0 | 0 | 0
40 ≤ u < 70 | 0 | 0 | 0 | 0 | 0 | 0
5 ≤ u < 40 | 0 | 0 | 0 | 0 | 0 | 0
u < 5 | 0 | 0 | 0 | 0 | 0 | 0
Total | 0 | 0 | 0 | 0 | 0 | 0
SFIN10(PT10 SF ILIE VECHI)¦ meter SN:1702234122645890
Tensiune reziduală u% | Durata t ms |  |  |  |  | Total
| 10 < t ≤ 200 | 200 < t ≤ 500 | 500 < t ≤ 1000 | 1000 < t ≤ 5000 | 5000 < t ≤ 60000
80 ≤ u < 90 | 0 | 0 | 0 | 0 | 0 | 0
70 ≤ u < 80 | 0 | 0 | 0 | 0 | 0 | 0
40 ≤ u < 70 | 0 | 0 | 0 | 0 | 0 | 0
5 ≤ u < 40 | 0 | 0 | 0 | 0 | 0 | 0
u < 5 | 0 | 0 | 0 | 0 | 0 | 0
Total | 0 | 0 | 0 | 0 | 0 | 0
SFIN11(PT11 SFANTU ILIE)¦ meter SN:1702234122645906
Tensiune reziduală u% | Durata t ms |  |  |  |  | Total
| 10 < t ≤ 200 | 200 < t ≤ 500 | 500 < t ≤ 1000 | 1000 < t ≤ 5000 | 5000 < t ≤ 60000
80 ≤ u < 90 | 0 | 0 | 0 | 0 | 0 | 0
70 ≤ u < 80 | 0 | 0 | 0 | 0 | 0 | 0
40 ≤ u < 70 | 0 | 0 | 0 | 0 | 0 | 0
5 ≤ u < 40 | 0 | 0 | 0 | 0 | 0 | 0
u < 5 | 0 | 0 | 0 | 0 | 0 | 0
Total | 0 | 0 | 0 | 0 | 0 | 0
SFIN14(PTAV 14 SFANTU ILIE)¦ meter SN:1702234122711550
Tensiune reziduală u% | Durata t ms |  |  |  |  | Total
| 10 < t ≤ 200 | 200 < t ≤ 500 | 500 < t ≤ 1000 | 1000 < t ≤ 5000 | 5000 < t ≤ 60000
80 ≤ u < 90 | 0 | 0 | 0 | 0 | 0 | 0
70 ≤ u < 80 | 0 | 0 | 0 | 0 | 0 | 0
40 ≤ u < 70 | 0 | 0 | 0 | 0 | 0 | 0
5 ≤ u < 40 | 0 | 0 | 0 | 0 | 0 | 0
u < 5 | 0 | 0 | 0 | 0 | 0 | 0
Total | 0 | 0 | 0 | 0 | 0 | 0
SFIN15(PT 15 SF ILIE)¦ meter SN:1702334124027344
Tensiune reziduală u% | Durata t ms |  |  |  |  | Total
| 10 < t ≤ 200 | 200 < t ≤ 500 | 500 < t ≤ 1000 | 1000 < t ≤ 5000 | 5000 < t ≤ 60000
80 ≤ u < 90 | 0 | 0 | 0 | 0 | 0 | 0
70 ≤ u < 80 | 0 | 0 | 0 | 0 | 0 | 0
40 ≤ u < 70 | 0 | 0 | 0 | 0 | 0 | 0
5 ≤ u < 40 | 0 | 0 | 0 | 0 | 0 | 0
u < 5 | 0 | 0 | 0 | 0 | 0 | 0
Total | 0 | 0 | 0 | 0 | 0 | 0
SV0019(PT 19 SUCEAVA)¦ meter SN:1702234122711509
Tensiune reziduală u% | Durata t ms |  |  |  |  | Total
| 10 < t ≤ 200 | 200 < t ≤ 500 | 500 < t ≤ 1000 | 1000 < t ≤ 5000 | 5000 < t ≤ 60000
80 ≤ u < 90 | 0 | 0 | 0 | 2 | 0 | 2
70 ≤ u < 80 | 0 | 0 | 0 | 0 | 0 | 0
40 ≤ u < 70 | 0 | 0 | 0 | 0 | 0 | 0
5 ≤ u < 40 | 0 | 0 | 0 | 0 | 0 | 0
u < 5 | 0 | 0 | 0 | 0 | 0 | 0
Total | 0 | 0 | 0 | 2 | 0 | 2
SV0061(PT 61 SUCEAVA)¦ meter SN:1702334123978806
Tensiune reziduală u% | Durata t ms |  |  |  |  | Total
| 10 < t ≤ 200 | 200 < t ≤ 500 | 500 < t ≤ 1000 | 1000 < t ≤ 5000 | 5000 < t ≤ 60000
80 ≤ u < 90 | 0 | 0 | 0 | 0 | 0 | 0
70 ≤ u < 80 | 0 | 0 | 0 | 0 | 0 | 0
40 ≤ u < 70 | 0 | 0 | 0 | 0 | 0 | 0
5 ≤ u < 40 | 0 | 0 | 0 | 0 | 0 | 0
u < 5 | 0 | 0 | 0 | 0 | 0 | 0
Total | 0 | 0 | 0 | 0 | 0 | 0
SV0063(PT 63 SUCEAVA)¦ meter SN:1702234122711511
Tensiune reziduală u% | Durata t ms |  |  |  |  | Total
| 10 < t ≤ 200 | 200 < t ≤ 500 | 500 < t ≤ 1000 | 1000 < t ≤ 5000 | 5000 < t ≤ 60000
80 ≤ u < 90 | 0 | 0 | 0 | 2 | 0 | 2
70 ≤ u < 80 | 0 | 0 | 0 | 0 | 0 | 0
40 ≤ u < 70 | 0 | 0 | 0 | 0 | 0 | 0
5 ≤ u < 40 | 0 | 0 | 0 | 0 | 0 | 0
u < 5 | 0 | 0 | 0 | 0 | 0 | 0
Total | 0 | 0 | 0 | 2 | 0 | 2
SV0067(PT 67 SUCEAVA)¦ meter SN:1702234122645915
Tensiune reziduală u% | Durata t ms |  |  |  |  | Total
| 10 < t ≤ 200 | 200 < t ≤ 500 | 500 < t ≤ 1000 | 1000 < t ≤ 5000 | 5000 < t ≤ 60000
80 ≤ u < 90 | 0 | 0 | 0 | 0 | 0 | 0
70 ≤ u < 80 | 0 | 0 | 0 | 0 | 0 | 0
40 ≤ u < 70 | 0 | 0 | 0 | 0 | 0 | 0
5 ≤ u < 40 | 0 | 0 | 0 | 0 | 0 | 0
u < 5 | 0 | 0 | 0 | 0 | 0 | 0
Total | 0 | 0 | 0 | 0 | 0 | 0
SV0077(PT 77 SUCEAVA)¦ meter SN:1702334124027365
Tensiune reziduală u% | Durata t ms |  |  |  |  | Total
| 10 < t ≤ 200 | 200 < t ≤ 500 | 500 < t ≤ 1000 | 1000 < t ≤ 5000 | 5000 < t ≤ 60000
80 ≤ u < 90 | 0 | 0 | 0 | 0 | 0 | 0
70 ≤ u < 80 | 0 | 0 | 0 | 0 | 0 | 0
40 ≤ u < 70 | 0 | 0 | 0 | 0 | 0 | 0
5 ≤ u < 40 | 0 | 0 | 0 | 0 | 0 | 0
u < 5 | 0 | 0 | 0 | 0 | 0 | 0
Total | 0 | 0 | 0 | 0 | 0 | 0
SV0082(PT 82 SUCEAVA)¦ meter SN:1702234122645973
Tensiune reziduală u% | Durata t ms |  |  |  |  | Total
| 10 < t ≤ 200 | 200 < t ≤ 500 | 500 < t ≤ 1000 | 1000 < t ≤ 5000 | 5000 < t ≤ 60000
80 ≤ u < 90 | 0 | 0 | 0 | 1 | 0 | 1
70 ≤ u < 80 | 0 | 0 | 0 | 0 | 0 | 0
40 ≤ u < 70 | 0 | 0 | 0 | 0 | 0 | 0
5 ≤ u < 40 | 0 | 0 | 0 | 0 | 0 | 0
u < 5 | 0 | 0 | 0 | 0 | 0 | 0
Total | 0 | 0 | 0 | 1 | 0 | 1
SV0135(PT 135 SUCEAVA)¦ meter SN:1702334123978794
Tensiune reziduală u% | Durata t ms |  |  |  |  | Total
| 10 < t ≤ 200 | 200 < t ≤ 500 | 500 < t ≤ 1000 | 1000 < t ≤ 5000 | 5000 < t ≤ 60000
80 ≤ u < 90 | 0 | 0 | 0 | 0 | 0 | 0
70 ≤ u < 80 | 0 | 0 | 0 | 0 | 0 | 0
40 ≤ u < 70 | 0 | 0 | 0 | 0 | 0 | 0
5 ≤ u < 40 | 0 | 0 | 0 | 0 | 0 | 0
u < 5 | 0 | 0 | 0 | 0 | 0 | 0
Total | 0 | 0 | 0 | 0 | 0 | 0
SV0141(PT 141 SUCEAVA)¦ meter SN:1702234122645903
Tensiune reziduală u% | Durata t ms |  |  |  |  | Total
| 10 < t ≤ 200 | 200 < t ≤ 500 | 500 < t ≤ 1000 | 1000 < t ≤ 5000 | 5000 < t ≤ 60000
80 ≤ u < 90 | 0 | 0 | 0 | 0 | 0 | 0
70 ≤ u < 80 | 0 | 0 | 0 | 0 | 0 | 0
40 ≤ u < 70 | 0 | 0 | 0 | 0 | 0 | 0
5 ≤ u < 40 | 0 | 0 | 0 | 0 | 0 | 0
u < 5 | 0 | 0 | 0 | 0 | 0 | 0
Total | 0 | 0 | 0 | 0 | 0 | 0
SV0144(PT 144 SUCEAVA)¦ meter SN:1702234122645901
Tensiune reziduală u% | Durata t ms |  |  |  |  | Total
| 10 < t ≤ 200 | 200 < t ≤ 500 | 500 < t ≤ 1000 | 1000 < t ≤ 5000 | 5000 < t ≤ 60000
80 ≤ u < 90 | 0 | 0 | 0 | 0 | 0 | 0
70 ≤ u < 80 | 0 | 0 | 0 | 0 | 0 | 0
40 ≤ u < 70 | 0 | 0 | 0 | 0 | 0 | 0
5 ≤ u < 40 | 0 | 0 | 0 | 0 | 0 | 0
u < 5 | 0 | 0 | 0 | 0 | 0 | 0
Total | 0 | 0 | 0 | 0 | 0 | 0
SV0190(PT 190 SUCEAVA)¦ meter SN:1702234122711507
Tensiune reziduală u% | Durata t ms |  |  |  |  | Total
| 10 < t ≤ 200 | 200 < t ≤ 500 | 500 < t ≤ 1000 | 1000 < t ≤ 5000 | 5000 < t ≤ 60000
80 ≤ u < 90 | 0 | 0 | 0 | 0 | 0 | 0
70 ≤ u < 80 | 0 | 0 | 0 | 0 | 0 | 0
40 ≤ u < 70 | 0 | 0 | 0 | 0 | 0 | 0
5 ≤ u < 40 | 0 | 0 | 0 | 0 | 0 | 0
u < 5 | 0 | 0 | 0 | 0 | 0 | 0
Total | 0 | 0 | 0 | 0 | 0 | 0
SV0195(PT 195 SUCEAVA)¦ meter SN:1702234122645974
Tensiune reziduală u% | Durata t ms |  |  |  |  | Total
| 10 < t ≤ 200 | 200 < t ≤ 500 | 500 < t ≤ 1000 | 1000 < t ≤ 5000 | 5000 < t ≤ 60000
80 ≤ u < 90 | 0 | 0 | 0 | 0 | 0 | 0
70 ≤ u < 80 | 0 | 0 | 0 | 0 | 0 | 0
40 ≤ u < 70 | 0 | 0 | 0 | 0 | 0 | 0
5 ≤ u < 40 | 0 | 0 | 0 | 0 | 0 | 0
u < 5 | 0 | 0 | 0 | 0 | 0 | 0
Total | 0 | 0 | 0 | 0 | 0 | 0
SV0196(PT 196 SUCEAVA)¦ meter SN:1702234122711479
Tensiune reziduală u% | Durata t ms |  |  |  |  | Total
| 10 < t ≤ 200 | 200 < t ≤ 500 | 500 < t ≤ 1000 | 1000 < t ≤ 5000 | 5000 < t ≤ 60000
80 ≤ u < 90 | 0 | 0 | 0 | 144 | 73 | 217
70 ≤ u < 80 | 0 | 0 | 0 | 0 | 0 | 0
40 ≤ u < 70 | 0 | 0 | 0 | 0 | 0 | 0
5 ≤ u < 40 | 0 | 0 | 0 | 0 | 0 | 0
u < 5 | 0 | 0 | 0 | 0 | 0 | 0
Total | 0 | 0 | 0 | 144 | 73 | 217
SV0292(PT 292 SUCEAVA)¦ meter SN:1702334123978796
Tensiune reziduală u% | Durata t ms |  |  |  |  | Total
| 10 < t ≤ 200 | 200 < t ≤ 500 | 500 < t ≤ 1000 | 1000 < t ≤ 5000 | 5000 < t ≤ 60000
80 ≤ u < 90 | 0 | 0 | 0 | 0 | 0 | 0
70 ≤ u < 80 | 0 | 0 | 0 | 0 | 0 | 0
40 ≤ u < 70 | 0 | 0 | 0 | 0 | 0 | 0
5 ≤ u < 40 | 0 | 0 | 0 | 0 | 0 | 0
u < 5 | 0 | 0 | 0 | 0 | 0 | 0
Total | 0 | 0 | 0 | 0 | 0 | 0
SV0295(PT 295 SUCEAVA)¦ meter SN:1702234123505881
Tensiune reziduală u% | Durata t ms |  |  |  |  | Total
| 10 < t ≤ 200 | 200 < t ≤ 500 | 500 < t ≤ 1000 | 1000 < t ≤ 5000 | 5000 < t ≤ 60000
80 ≤ u < 90 | 0 | 0 | 0 | 0 | 0 | 0
70 ≤ u < 80 | 0 | 0 | 0 | 0 | 0 | 0
40 ≤ u < 70 | 0 | 0 | 0 | 0 | 0 | 0
5 ≤ u < 40 | 0 | 0 | 0 | 0 | 0 | 0
u < 5 | 0 | 0 | 0 | 0 | 0 | 0
Total | 0 | 0 | 0 | 0 | 0 | 0
SV0295(PT 295 SUCEAVA)¦ meter SN:1702234123505882
Tensiune reziduală u% | Durata t ms |  |  |  |  | Total
| 10 < t ≤ 200 | 200 < t ≤ 500 | 500 < t ≤ 1000 | 1000 < t ≤ 5000 | 5000 < t ≤ 60000
80 ≤ u < 90 | 0 | 0 | 0 | 2 | 0 | 2
70 ≤ u < 80 | 0 | 0 | 0 | 0 | 0 | 0
40 ≤ u < 70 | 0 | 0 | 0 | 0 | 0 | 0
5 ≤ u < 40 | 0 | 0 | 0 | 0 | 0 | 0
u < 5 | 0 | 0 | 0 | 0 | 0 | 0
Total | 0 | 0 | 0 | 2 | 0 | 2
SV0306(PT 306 SUCEAVA)¦ meter SN:1702234122645929
Tensiune reziduală u% | Durata t ms |  |  |  |  | Total
| 10 < t ≤ 200 | 200 < t ≤ 500 | 500 < t ≤ 1000 | 1000 < t ≤ 5000 | 5000 < t ≤ 60000
80 ≤ u < 90 | 0 | 0 | 0 | 0 | 0 | 0
70 ≤ u < 80 | 0 | 0 | 0 | 0 | 0 | 0
40 ≤ u < 70 | 0 | 0 | 0 | 0 | 0 | 0
5 ≤ u < 40 | 0 | 0 | 0 | 0 | 0 | 0
u < 5 | 0 | 0 | 0 | 0 | 0 | 0
Total | 0 | 0 | 0 | 0 | 0 | 0
SV0307(PT 307 SUCEAVA)¦ meter SN:1702234122645930
Tensiune reziduală u% | Durata t ms |  |  |  |  | Total
| 10 < t ≤ 200 | 200 < t ≤ 500 | 500 < t ≤ 1000 | 1000 < t ≤ 5000 | 5000 < t ≤ 60000
80 ≤ u < 90 | 0 | 0 | 0 | 0 | 0 | 0
70 ≤ u < 80 | 0 | 0 | 0 | 0 | 0 | 0
40 ≤ u < 70 | 0 | 0 | 0 | 0 | 0 | 0
5 ≤ u < 40 | 0 | 0 | 0 | 0 | 0 | 0
u < 5 | 0 | 0 | 0 | 0 | 0 | 0
Total | 0 | 0 | 0 | 0 | 0 | 0
SV0313(PT 313 SUCEAVA (SIMINIUC MARIAN))¦ meter SN:1702234122711510
Tensiune reziduală u% | Durata t ms |  |  |  |  | Total
| 10 < t ≤ 200 | 200 < t ≤ 500 | 500 < t ≤ 1000 | 1000 < t ≤ 5000 | 5000 < t ≤ 60000
80 ≤ u < 90 | 0 | 0 | 0 | 0 | 0 | 0
70 ≤ u < 80 | 0 | 0 | 0 | 0 | 0 | 0
40 ≤ u < 70 | 0 | 0 | 0 | 0 | 0 | 0
5 ≤ u < 40 | 0 | 0 | 0 | 0 | 0 | 0
u < 5 | 0 | 0 | 0 | 0 | 0 | 0
Total | 0 | 0 | 0 | 0 | 0 | 0
SV0350(PT 350 SUCEAVA)¦ meter SN:1702334124027371
Tensiune reziduală u% | Durata t ms |  |  |  |  | Total
| 10 < t ≤ 200 | 200 < t ≤ 500 | 500 < t ≤ 1000 | 1000 < t ≤ 5000 | 5000 < t ≤ 60000
80 ≤ u < 90 | 0 | 0 | 0 | 0 | 0 | 0
70 ≤ u < 80 | 0 | 0 | 0 | 0 | 0 | 0
40 ≤ u < 70 | 0 | 0 | 0 | 0 | 0 | 0
5 ≤ u < 40 | 0 | 0 | 0 | 0 | 0 | 0
u < 5 | 0 | 0 | 0 | 0 | 0 | 0
Total | 0 | 0 | 0 | 0 | 0 | 0
SV0389(PTAV 389 SUCEAVA)¦ meter SN:1702234122645940
Tensiune reziduală u% | Durata t ms |  |  |  |  | Total
| 10 < t ≤ 200 | 200 < t ≤ 500 | 500 < t ≤ 1000 | 1000 < t ≤ 5000 | 5000 < t ≤ 60000
80 ≤ u < 90 | 0 | 0 | 0 | 1 | 0 | 1
70 ≤ u < 80 | 0 | 0 | 0 | 0 | 0 | 0
40 ≤ u < 70 | 0 | 0 | 0 | 0 | 0 | 0
5 ≤ u < 40 | 0 | 0 | 0 | 0 | 0 | 0
u < 5 | 0 | 0 | 0 | 0 | 0 | 0
Total | 0 | 0 | 0 | 1 | 0 | 1
SV0389(PTAV 389 SUCEAVA)¦ meter SN:1702234122645945
Tensiune reziduală u% | Durata t ms |  |  |  |  | Total
| 10 < t ≤ 200 | 200 < t ≤ 500 | 500 < t ≤ 1000 | 1000 < t ≤ 5000 | 5000 < t ≤ 60000
80 ≤ u < 90 | 0 | 0 | 0 | 0 | 0 | 0
70 ≤ u < 80 | 0 | 0 | 0 | 0 | 0 | 0
40 ≤ u < 70 | 0 | 0 | 0 | 0 | 0 | 0
5 ≤ u < 40 | 0 | 0 | 0 | 0 | 0 | 0
u < 5 | 0 | 0 | 0 | 0 | 0 | 0
Total | 0 | 0 | 0 | 0 | 0 | 0
SV0391(PT 391 SUCEAVA)¦ meter SN:1702334123978797
Tensiune reziduală u% | Durata t ms |  |  |  |  | Total
| 10 < t ≤ 200 | 200 < t ≤ 500 | 500 < t ≤ 1000 | 1000 < t ≤ 5000 | 5000 < t ≤ 60000
80 ≤ u < 90 | 0 | 0 | 0 | 0 | 0 | 0
70 ≤ u < 80 | 0 | 0 | 0 | 0 | 0 | 0
40 ≤ u < 70 | 0 | 0 | 0 | 0 | 0 | 0
5 ≤ u < 40 | 0 | 0 | 0 | 0 | 0 | 0
u < 5 | 0 | 0 | 0 | 0 | 0 | 0
Total | 0 | 0 | 0 | 0 | 0 | 0
SV0408(PTA 408 SUCEAVA)¦ meter SN:1702334123978778
Tensiune reziduală u% | Durata t ms |  |  |  |  | Total
| 10 < t ≤ 200 | 200 < t ≤ 500 | 500 < t ≤ 1000 | 1000 < t ≤ 5000 | 5000 < t ≤ 60000
80 ≤ u < 90 | 0 | 0 | 0 | 0 | 0 | 0
70 ≤ u < 80 | 0 | 0 | 0 | 0 | 0 | 0
40 ≤ u < 70 | 0 | 0 | 0 | 0 | 0 | 0
5 ≤ u < 40 | 0 | 0 | 0 | 0 | 0 | 0
u < 5 | 0 | 0 | 0 | 0 | 0 | 0
Total | 0 | 0 | 0 | 0 | 0 | 0
TIST01(PT 1 TISAUTI)¦ meter SN:1702334124027383
Tensiune reziduală u% | Durata t ms |  |  |  |  | Total
| 10 < t ≤ 200 | 200 < t ≤ 500 | 500 < t ≤ 1000 | 1000 < t ≤ 5000 | 5000 < t ≤ 60000
80 ≤ u < 90 | 0 | 0 | 0 | 0 | 0 | 0
70 ≤ u < 80 | 0 | 0 | 0 | 0 | 0 | 0
40 ≤ u < 70 | 0 | 0 | 0 | 0 | 0 | 0
5 ≤ u < 40 | 0 | 0 | 0 | 0 | 0 | 0
u < 5 | 0 | 0 | 0 | 0 | 0 | 0
Total | 0 | 0 | 0 | 0 | 0 | 0
TIST02(PT 2 TISAUTI)¦ meter SN:1702334124027384
Tensiune reziduală u% | Durata t ms |  |  |  |  | Total
| 10 < t ≤ 200 | 200 < t ≤ 500 | 500 < t ≤ 1000 | 1000 < t ≤ 5000 | 5000 < t ≤ 60000
80 ≤ u < 90 | 0 | 0 | 0 | 0 | 0 | 0
70 ≤ u < 80 | 0 | 0 | 0 | 0 | 0 | 0
40 ≤ u < 70 | 0 | 0 | 0 | 0 | 0 | 0
5 ≤ u < 40 | 0 | 0 | 0 | 0 | 0 | 0
u < 5 | 0 | 0 | 0 | 0 | 0 | 0
Total | 0 | 0 | 0 | 0 | 0 | 0
TIST03(PT 3 TISAUTI)¦ meter SN:1702334123978815
Tensiune reziduală u% | Durata t ms |  |  |  |  | Total
| 10 < t ≤ 200 | 200 < t ≤ 500 | 500 < t ≤ 1000 | 1000 < t ≤ 5000 | 5000 < t ≤ 60000
80 ≤ u < 90 | 0 | 0 | 0 | 0 | 2 | 2
70 ≤ u < 80 | 0 | 0 | 0 | 0 | 0 | 0
40 ≤ u < 70 | 0 | 0 | 0 | 0 | 0 | 0
5 ≤ u < 40 | 0 | 0 | 0 | 0 | 0 | 0
u < 5 | 0 | 0 | 0 | 0 | 0 | 0
Total | 0 | 0 | 0 | 0 | 2 | 2
TREI01(PT 1 TREI MOVILE)¦ meter SN:1702234122645909
Tensiune reziduală u% | Durata t ms |  |  |  |  | Total
| 10 < t ≤ 200 | 200 < t ≤ 500 | 500 < t ≤ 1000 | 1000 < t ≤ 5000 | 5000 < t ≤ 60000
80 ≤ u < 90 | 0 | 0 | 0 | 0 | 0 | 0
70 ≤ u < 80 | 0 | 0 | 0 | 0 | 0 | 0
40 ≤ u < 70 | 0 | 0 | 0 | 0 | 0 | 0
5 ≤ u < 40 | 0 | 0 | 0 | 0 | 0 | 0
u < 5 | 0 | 0 | 0 | 0 | 0 | 0
Total | 0 | 0 | 0 | 0 | 0 | 0
SV0002(PT 2 SUCEAVA)¦ meter SN:1702234122645887
Tensiune reziduală u% | Durata t ms |  |  |  |  | Total
| 10 < t ≤ 200 | 200 < t ≤ 500 | 500 < t ≤ 1000 | 1000 < t ≤ 5000 | 5000 < t ≤ 60000
80 ≤ u < 90 | 0 | 0 | 0 | 0 | 0 | 0
70 ≤ u < 80 | 0 | 0 | 0 | 0 | 0 | 0
40 ≤ u < 70 | 0 | 0 | 0 | 0 | 0 | 0
5 ≤ u < 40 | 0 | 0 | 0 | 0 | 0 | 0
u < 5 | 0 | 0 | 0 | 0 | 0 | 0
Total | 0 | 0 | 0 | 0 | 0 | 0
SV0002(PT 2 SUCEAVA)¦ meter SN:1702234122645889
Tensiune reziduală u% | Durata t ms |  |  |  |  | Total
| 10 < t ≤ 200 | 200 < t ≤ 500 | 500 < t ≤ 1000 | 1000 < t ≤ 5000 | 5000 < t ≤ 60000
80 ≤ u < 90 | 0 | 0 | 0 | 1 | 0 | 1
70 ≤ u < 80 | 0 | 0 | 0 | 0 | 0 | 0
40 ≤ u < 70 | 0 | 0 | 0 | 0 | 0 | 0
5 ≤ u < 40 | 0 | 0 | 0 | 0 | 0 | 0
u < 5 | 0 | 0 | 0 | 0 | 0 | 0
Total | 0 | 0 | 0 | 1 | 0 | 1
SV0005(PT 5 SUCEAVA)¦ meter SN:1702334123978805
Tensiune reziduală u% | Durata t ms |  |  |  |  | Total
| 10 < t ≤ 200 | 200 < t ≤ 500 | 500 < t ≤ 1000 | 1000 < t ≤ 5000 | 5000 < t ≤ 60000
80 ≤ u < 90 | 0 | 0 | 0 | 0 | 0 | 0
70 ≤ u < 80 | 0 | 0 | 0 | 0 | 0 | 0
40 ≤ u < 70 | 0 | 0 | 0 | 0 | 0 | 0
5 ≤ u < 40 | 0 | 0 | 0 | 0 | 0 | 0
u < 5 | 0 | 0 | 0 | 0 | 0 | 0
Total | 0 | 0 | 0 | 0 | 0 | 0
SV0005(PT 5 SUCEAVA)¦ meter SN:1702334123978808
Tensiune reziduală u% | Durata t ms |  |  |  |  | Total
| 10 < t ≤ 200 | 200 < t ≤ 500 | 500 < t ≤ 1000 | 1000 < t ≤ 5000 | 5000 < t ≤ 60000
80 ≤ u < 90 | 0 | 0 | 0 | 0 | 0 | 0
70 ≤ u < 80 | 0 | 0 | 0 | 0 | 0 | 0
40 ≤ u < 70 | 0 | 0 | 0 | 0 | 0 | 0
5 ≤ u < 40 | 0 | 0 | 0 | 0 | 0 | 0
u < 5 | 0 | 0 | 0 | 0 | 0 | 0
Total | 0 | 0 | 0 | 0 | 0 | 0
SV0029(PT 29 SUCEAVA)¦ meter SN:1702434125895634
Tensiune reziduală u% | Durata t ms |  |  |  |  | Total
| 10 < t ≤ 200 | 200 < t ≤ 500 | 500 < t ≤ 1000 | 1000 < t ≤ 5000 | 5000 < t ≤ 60000
80 ≤ u < 90 | 0 | 0 | 0 | 0 | 0 | 0
70 ≤ u < 80 | 0 | 0 | 0 | 0 | 0 | 0
40 ≤ u < 70 | 0 | 0 | 0 | 0 | 0 | 0
5 ≤ u < 40 | 0 | 0 | 0 | 0 | 0 | 0
u < 5 | 0 | 0 | 0 | 0 | 0 | 0
Total | 0 | 0 | 0 | 0 | 0 | 0
SV0039(PT 39 SUCEAVA)¦ meter SN:1702234122645975
Tensiune reziduală u% | Durata t ms |  |  |  |  | Total
| 10 < t ≤ 200 | 200 < t ≤ 500 | 500 < t ≤ 1000 | 1000 < t ≤ 5000 | 5000 < t ≤ 60000
80 ≤ u < 90 | 0 | 0 | 0 | 0 | 0 | 0
70 ≤ u < 80 | 0 | 0 | 0 | 0 | 0 | 0
40 ≤ u < 70 | 0 | 0 | 0 | 0 | 0 | 0
5 ≤ u < 40 | 0 | 0 | 0 | 0 | 0 | 0
u < 5 | 0 | 0 | 0 | 0 | 0 | 0
Total | 0 | 0 | 0 | 0 | 0 | 0
SV0043(PT 43 SUCEAVA)¦ meter SN:1702234122645888
Tensiune reziduală u% | Durata t ms |  |  |  |  | Total
| 10 < t ≤ 200 | 200 < t ≤ 500 | 500 < t ≤ 1000 | 1000 < t ≤ 5000 | 5000 < t ≤ 60000
80 ≤ u < 90 | 0 | 0 | 0 | 0 | 0 | 0
70 ≤ u < 80 | 0 | 0 | 0 | 0 | 0 | 0
40 ≤ u < 70 | 0 | 0 | 0 | 0 | 0 | 0
5 ≤ u < 40 | 0 | 0 | 0 | 0 | 0 | 0
u < 5 | 0 | 0 | 0 | 0 | 0 | 0
Total | 0 | 0 | 0 | 0 | 0 | 0
SV0065(PT 65 SUCEAVA)¦ meter SN:1702234123505884
Tensiune reziduală u% | Durata t ms |  |  |  |  | Total
| 10 < t ≤ 200 | 200 < t ≤ 500 | 500 < t ≤ 1000 | 1000 < t ≤ 5000 | 5000 < t ≤ 60000
80 ≤ u < 90 | 0 | 0 | 0 | 0 | 0 | 0
70 ≤ u < 80 | 0 | 0 | 0 | 0 | 0 | 0
40 ≤ u < 70 | 0 | 0 | 0 | 0 | 0 | 0
5 ≤ u < 40 | 0 | 0 | 0 | 0 | 0 | 0
u < 5 | 0 | 0 | 0 | 0 | 0 | 0
Total | 0 | 0 | 0 | 0 | 0 | 0
SV0075(PT 75 SUCEAVA)¦ meter SN:1702234122645934
Tensiune reziduală u% | Durata t ms |  |  |  |  | Total
| 10 < t ≤ 200 | 200 < t ≤ 500 | 500 < t ≤ 1000 | 1000 < t ≤ 5000 | 5000 < t ≤ 60000
80 ≤ u < 90 | 0 | 0 | 0 | 0 | 0 | 0
70 ≤ u < 80 | 0 | 0 | 0 | 0 | 0 | 0
40 ≤ u < 70 | 0 | 0 | 0 | 0 | 0 | 0
5 ≤ u < 40 | 0 | 0 | 0 | 0 | 0 | 0
u < 5 | 0 | 0 | 0 | 0 | 0 | 0
Total | 0 | 0 | 0 | 0 | 0 | 0
SV0075(PT 75 SUCEAVA)¦ meter SN:1702234122645937
Tensiune reziduală u% | Durata t ms |  |  |  |  | Total
| 10 < t ≤ 200 | 200 < t ≤ 500 | 500 < t ≤ 1000 | 1000 < t ≤ 5000 | 5000 < t ≤ 60000
80 ≤ u < 90 | 0 | 0 | 0 | 0 | 0 | 0
70 ≤ u < 80 | 0 | 0 | 0 | 0 | 0 | 0
40 ≤ u < 70 | 0 | 0 | 0 | 0 | 0 | 0
5 ≤ u < 40 | 0 | 0 | 0 | 0 | 0 | 0
u < 5 | 0 | 0 | 0 | 0 | 0 | 0
Total | 0 | 0 | 0 | 0 | 0 | 0
SV0097(PT 97 SUCEAVA)¦ meter SN:1009141000001192
Tensiune reziduală u% | Durata t ms |  |  |  |  | Total
| 10 < t ≤ 200 | 200 < t ≤ 500 | 500 < t ≤ 1000 | 1000 < t ≤ 5000 | 5000 < t ≤ 60000
80 ≤ u < 90 | 0 | 0 | 0 | 0 | 0 | 0
70 ≤ u < 80 | 0 | 0 | 0 | 0 | 0 | 0
40 ≤ u < 70 | 0 | 0 | 0 | 0 | 0 | 0
5 ≤ u < 40 | 0 | 0 | 0 | 0 | 0 | 0
u < 5 | 0 | 0 | 0 | 0 | 0 | 0
Total | 0 | 0 | 0 | 0 | 0 | 0
SV0104(PT 104 SUCEAVA)¦ meter SN:1702234122645977
Tensiune reziduală u% | Durata t ms |  |  |  |  | Total
| 10 < t ≤ 200 | 200 < t ≤ 500 | 500 < t ≤ 1000 | 1000 < t ≤ 5000 | 5000 < t ≤ 60000
80 ≤ u < 90 | 0 | 0 | 0 | 0 | 0 | 0
70 ≤ u < 80 | 0 | 0 | 0 | 0 | 0 | 0
40 ≤ u < 70 | 0 | 0 | 0 | 0 | 0 | 0
5 ≤ u < 40 | 0 | 0 | 0 | 0 | 0 | 0
u < 5 | 0 | 0 | 0 | 0 | 0 | 0
Total | 0 | 0 | 0 | 0 | 0 | 0
SV0113(PT 113 SUCEAVA)¦ meter SN:1702234123505874
Tensiune reziduală u% | Durata t ms |  |  |  |  | Total
| 10 < t ≤ 200 | 200 < t ≤ 500 | 500 < t ≤ 1000 | 1000 < t ≤ 5000 | 5000 < t ≤ 60000
80 ≤ u < 90 | 0 | 0 | 0 | 0 | 0 | 0
70 ≤ u < 80 | 0 | 0 | 0 | 0 | 0 | 0
40 ≤ u < 70 | 0 | 0 | 0 | 0 | 0 | 0
5 ≤ u < 40 | 0 | 0 | 0 | 0 | 0 | 0
u < 5 | 0 | 0 | 0 | 0 | 0 | 0
Total | 0 | 0 | 0 | 0 | 0 | 0
SV0115(PT 115 SUCEAVA)¦ meter SN:1702334123978807
Tensiune reziduală u% | Durata t ms |  |  |  |  | Total
| 10 < t ≤ 200 | 200 < t ≤ 500 | 500 < t ≤ 1000 | 1000 < t ≤ 5000 | 5000 < t ≤ 60000
80 ≤ u < 90 | 0 | 0 | 0 | 0 | 0 | 0
70 ≤ u < 80 | 0 | 0 | 0 | 0 | 0 | 0
40 ≤ u < 70 | 0 | 0 | 0 | 0 | 0 | 0
5 ≤ u < 40 | 0 | 0 | 0 | 0 | 0 | 0
u < 5 | 0 | 0 | 0 | 0 | 0 | 0
Total | 0 | 0 | 0 | 0 | 0 | 0
SV0140(PT 140 SUCEAVA)¦ meter SN:1702234122645964
Tensiune reziduală u% | Durata t ms |  |  |  |  | Total
| 10 < t ≤ 200 | 200 < t ≤ 500 | 500 < t ≤ 1000 | 1000 < t ≤ 5000 | 5000 < t ≤ 60000
80 ≤ u < 90 | 0 | 0 | 0 | 0 | 0 | 0
70 ≤ u < 80 | 0 | 0 | 0 | 0 | 0 | 0
40 ≤ u < 70 | 0 | 0 | 0 | 0 | 0 | 0
5 ≤ u < 40 | 0 | 0 | 0 | 0 | 0 | 0
u < 5 | 0 | 0 | 0 | 0 | 0 | 0
Total | 0 | 0 | 0 | 0 | 0 | 0
SV0140(PT 140 SUCEAVA)¦ meter SN:1702234122645966
Tensiune reziduală u% | Durata t ms |  |  |  |  | Total
| 10 < t ≤ 200 | 200 < t ≤ 500 | 500 < t ≤ 1000 | 1000 < t ≤ 5000 | 5000 < t ≤ 60000
80 ≤ u < 90 | 0 | 0 | 0 | 0 | 0 | 0
70 ≤ u < 80 | 0 | 0 | 0 | 0 | 0 | 0
40 ≤ u < 70 | 0 | 0 | 0 | 0 | 0 | 0
5 ≤ u < 40 | 0 | 0 | 0 | 0 | 0 | 0
u < 5 | 0 | 0 | 0 | 0 | 0 | 0
Total | 0 | 0 | 0 | 0 | 0 | 0
SV0149(PT 149 SUCEAVA)¦ meter SN:1702234122645957
Tensiune reziduală u% | Durata t ms |  |  |  |  | Total
| 10 < t ≤ 200 | 200 < t ≤ 500 | 500 < t ≤ 1000 | 1000 < t ≤ 5000 | 5000 < t ≤ 60000
80 ≤ u < 90 | 0 | 0 | 0 | 0 | 0 | 0
70 ≤ u < 80 | 0 | 0 | 0 | 0 | 0 | 0
40 ≤ u < 70 | 0 | 0 | 0 | 0 | 0 | 0
5 ≤ u < 40 | 0 | 0 | 0 | 0 | 0 | 0
u < 5 | 0 | 0 | 0 | 0 | 0 | 0
Total | 0 | 0 | 0 | 0 | 0 | 0
SV0321(PT 321 SUCEAVA)¦ meter SN:1702234122645943
Tensiune reziduală u% | Durata t ms |  |  |  |  | Total
| 10 < t ≤ 200 | 200 < t ≤ 500 | 500 < t ≤ 1000 | 1000 < t ≤ 5000 | 5000 < t ≤ 60000
80 ≤ u < 90 | 0 | 0 | 0 | 0 | 0 | 0
70 ≤ u < 80 | 0 | 0 | 0 | 0 | 0 | 0
40 ≤ u < 70 | 0 | 0 | 0 | 0 | 0 | 0
5 ≤ u < 40 | 0 | 0 | 0 | 0 | 0 | 0
u < 5 | 0 | 0 | 0 | 0 | 0 | 0
Total | 0 | 0 | 0 | 0 | 0 | 0
SV0399(PT 399 SUCEAVA)¦ meter SN:1702334123978780
Tensiune reziduală u% | Durata t ms |  |  |  |  | Total
| 10 < t ≤ 200 | 200 < t ≤ 500 | 500 < t ≤ 1000 | 1000 < t ≤ 5000 | 5000 < t ≤ 60000
80 ≤ u < 90 | 0 | 0 | 0 | 0 | 0 | 0
70 ≤ u < 80 | 0 | 0 | 0 | 0 | 0 | 0
40 ≤ u < 70 | 0 | 0 | 0 | 0 | 0 | 0
5 ≤ u < 40 | 0 | 0 | 0 | 0 | 0 | 0
u < 5 | 0 | 0 | 0 | 0 | 0 | 0
Total | 0 | 0 | 0 | 0 | 0 | 0
SV0401(PT 401 SUCEAVA)¦ meter SN:1702334123978782
Tensiune reziduală u% | Durata t ms |  |  |  |  | Total
| 10 < t ≤ 200 | 200 < t ≤ 500 | 500 < t ≤ 1000 | 1000 < t ≤ 5000 | 5000 < t ≤ 60000
80 ≤ u < 90 | 0 | 0 | 0 | 0 | 0 | 0
70 ≤ u < 80 | 0 | 0 | 0 | 0 | 0 | 0
40 ≤ u < 70 | 0 | 0 | 0 | 0 | 0 | 0
5 ≤ u < 40 | 0 | 0 | 0 | 0 | 0 | 0
u < 5 | 0 | 0 | 0 | 0 | 0 | 0
Total | 0 | 0 | 0 | 0 | 0 | 0
DMBR01(PT 1 DUMBRAVENI)¦ meter SN:1702334123978786
Tensiune reziduală u% | Durata t ms |  |  |  |  | Total
| 10 < t ≤ 200 | 200 < t ≤ 500 | 500 < t ≤ 1000 | 1000 < t ≤ 5000 | 5000 < t ≤ 60000
80 ≤ u < 90 | 0 | 0 | 0 | 0 | 0 | 0
70 ≤ u < 80 | 0 | 0 | 0 | 0 | 0 | 0
40 ≤ u < 70 | 0 | 0 | 0 | 0 | 0 | 0
5 ≤ u < 40 | 0 | 0 | 0 | 0 | 0 | 0
u < 5 | 0 | 0 | 0 | 0 | 0 | 0
Total | 0 | 0 | 0 | 0 | 0 | 0
DMBR02(PT 2 DUMBRAVENI)¦ meter SN:1702334123978790
Tensiune reziduală u% | Durata t ms |  |  |  |  | Total
| 10 < t ≤ 200 | 200 < t ≤ 500 | 500 < t ≤ 1000 | 1000 < t ≤ 5000 | 5000 < t ≤ 60000
80 ≤ u < 90 | 0 | 0 | 0 | 0 | 0 | 0
70 ≤ u < 80 | 0 | 0 | 0 | 0 | 0 | 0
40 ≤ u < 70 | 0 | 0 | 0 | 0 | 0 | 0
5 ≤ u < 40 | 0 | 0 | 0 | 0 | 0 | 0
u < 5 | 0 | 0 | 0 | 0 | 0 | 0
Total | 0 | 0 | 0 | 0 | 0 | 0
DMBR03(PT 3 DUMBRAVENI)¦ meter SN:1702334123717811
Tensiune reziduală u% | Durata t ms |  |  |  |  | Total
| 10 < t ≤ 200 | 200 < t ≤ 500 | 500 < t ≤ 1000 | 1000 < t ≤ 5000 | 5000 < t ≤ 60000
80 ≤ u < 90 | 0 | 0 | 0 | 0 | 0 | 0
70 ≤ u < 80 | 0 | 0 | 0 | 0 | 0 | 0
40 ≤ u < 70 | 0 | 0 | 0 | 0 | 0 | 0
5 ≤ u < 40 | 0 | 0 | 0 | 0 | 0 | 0
u < 5 | 0 | 0 | 0 | 0 | 0 | 0
Total | 0 | 0 | 0 | 0 | 0 | 0
DMBR05(PT 5 DUMBRAVENI)¦ meter SN:1702334123978789
Tensiune reziduală u% | Durata t ms |  |  |  |  | Total
| 10 < t ≤ 200 | 200 < t ≤ 500 | 500 < t ≤ 1000 | 1000 < t ≤ 5000 | 5000 < t ≤ 60000
80 ≤ u < 90 | 0 | 0 | 0 | 2 | 0 | 2
70 ≤ u < 80 | 0 | 0 | 0 | 0 | 0 | 0
40 ≤ u < 70 | 0 | 0 | 0 | 0 | 0 | 0
5 ≤ u < 40 | 0 | 0 | 0 | 0 | 0 | 0
u < 5 | 0 | 0 | 0 | 0 | 0 | 0
Total | 0 | 0 | 0 | 2 | 0 | 2
DMBR06(PT 6 DUMBRAVENI)¦ meter SN:1702334123717808
Tensiune reziduală u% | Durata t ms |  |  |  |  | Total
| 10 < t ≤ 200 | 200 < t ≤ 500 | 500 < t ≤ 1000 | 1000 < t ≤ 5000 | 5000 < t ≤ 60000
80 ≤ u < 90 | 0 | 0 | 0 | 0 | 0 | 0
70 ≤ u < 80 | 0 | 0 | 0 | 0 | 0 | 0
40 ≤ u < 70 | 0 | 0 | 0 | 0 | 0 | 0
5 ≤ u < 40 | 0 | 0 | 0 | 0 | 0 | 0
u < 5 | 0 | 0 | 0 | 0 | 0 | 0
Total | 0 | 0 | 0 | 0 | 0 | 0
DMBR07(PT 7 DUMBRAVENI)¦ meter SN:1702334124027360
Tensiune reziduală u% | Durata t ms |  |  |  |  | Total
| 10 < t ≤ 200 | 200 < t ≤ 500 | 500 < t ≤ 1000 | 1000 < t ≤ 5000 | 5000 < t ≤ 60000
80 ≤ u < 90 | 0 | 0 | 0 | 0 | 0 | 0
70 ≤ u < 80 | 0 | 0 | 0 | 0 | 0 | 0
40 ≤ u < 70 | 0 | 0 | 0 | 0 | 0 | 0
5 ≤ u < 40 | 0 | 0 | 0 | 0 | 0 | 0
u < 5 | 0 | 0 | 0 | 0 | 0 | 0
Total | 0 | 0 | 0 | 0 | 0 | 0
DMBR08(PT 8 DUMBRAVENI)¦ meter SN:1702334123717810
Tensiune reziduală u% | Durata t ms |  |  |  |  | Total
| 10 < t ≤ 200 | 200 < t ≤ 500 | 500 < t ≤ 1000 | 1000 < t ≤ 5000 | 5000 < t ≤ 60000
80 ≤ u < 90 | 0 | 0 | 0 | 0 | 0 | 0
70 ≤ u < 80 | 0 | 0 | 0 | 0 | 0 | 0
40 ≤ u < 70 | 0 | 0 | 0 | 0 | 0 | 0
5 ≤ u < 40 | 0 | 0 | 0 | 0 | 0 | 0
u < 5 | 0 | 0 | 0 | 0 | 0 | 0
Total | 0 | 0 | 0 | 0 | 0 | 0
DMBR10(PT 10 DUMBRAVENI)¦ meter SN:1702334124027356
Tensiune reziduală u% | Durata t ms |  |  |  |  | Total
| 10 < t ≤ 200 | 200 < t ≤ 500 | 500 < t ≤ 1000 | 1000 < t ≤ 5000 | 5000 < t ≤ 60000
80 ≤ u < 90 | 0 | 0 | 0 | 0 | 0 | 0
70 ≤ u < 80 | 0 | 0 | 0 | 0 | 0 | 0
40 ≤ u < 70 | 0 | 0 | 0 | 0 | 0 | 0
5 ≤ u < 40 | 0 | 0 | 0 | 0 | 0 | 0
u < 5 | 0 | 0 | 0 | 0 | 0 | 0
Total | 0 | 0 | 0 | 0 | 0 | 0
DMBR11(PT 11 DUMBRAVENI)¦ meter SN:1702334123717817
Tensiune reziduală u% | Durata t ms |  |  |  |  | Total
| 10 < t ≤ 200 | 200 < t ≤ 500 | 500 < t ≤ 1000 | 1000 < t ≤ 5000 | 5000 < t ≤ 60000
80 ≤ u < 90 | 0 | 0 | 0 | 0 | 0 | 0
70 ≤ u < 80 | 0 | 0 | 0 | 0 | 0 | 0
40 ≤ u < 70 | 0 | 0 | 0 | 0 | 0 | 0
5 ≤ u < 40 | 0 | 0 | 0 | 0 | 0 | 0
u < 5 | 0 | 0 | 0 | 0 | 0 | 0
Total | 0 | 0 | 0 | 0 | 0 | 0
DMBR13(PT 13 DUMBRAVENI)¦ meter SN:1702334123978788
Tensiune reziduală u% | Durata t ms |  |  |  |  | Total
| 10 < t ≤ 200 | 200 < t ≤ 500 | 500 < t ≤ 1000 | 1000 < t ≤ 5000 | 5000 < t ≤ 60000
80 ≤ u < 90 | 0 | 0 | 0 | 0 | 0 | 0
70 ≤ u < 80 | 0 | 0 | 0 | 0 | 0 | 0
40 ≤ u < 70 | 0 | 0 | 0 | 0 | 0 | 0
5 ≤ u < 40 | 0 | 0 | 0 | 0 | 0 | 0
u < 5 | 0 | 0 | 0 | 0 | 0 | 0
Total | 0 | 0 | 0 | 0 | 0 | 0
DMBR18(PT 18 DUMBRAVENI)¦ meter SN:1702334123717814
Tensiune reziduală u% | Durata t ms |  |  |  |  | Total
| 10 < t ≤ 200 | 200 < t ≤ 500 | 500 < t ≤ 1000 | 1000 < t ≤ 5000 | 5000 < t ≤ 60000
80 ≤ u < 90 | 0 | 0 | 0 | 0 | 0 | 0
70 ≤ u < 80 | 0 | 0 | 0 | 0 | 0 | 0
40 ≤ u < 70 | 0 | 0 | 0 | 0 | 0 | 0
5 ≤ u < 40 | 0 | 0 | 0 | 0 | 0 | 0
u < 5 | 0 | 0 | 0 | 0 | 0 | 0
Total | 0 | 0 | 0 | 0 | 0 | 0
DMBR22(PT 22 DUMBRAVENI)¦ meter SN:1702334124027359
Tensiune reziduală u% | Durata t ms |  |  |  |  | Total
| 10 < t ≤ 200 | 200 < t ≤ 500 | 500 < t ≤ 1000 | 1000 < t ≤ 5000 | 5000 < t ≤ 60000
80 ≤ u < 90 | 0 | 0 | 0 | 0 | 0 | 0
70 ≤ u < 80 | 0 | 0 | 0 | 0 | 0 | 0
40 ≤ u < 70 | 0 | 0 | 0 | 0 | 0 | 0
5 ≤ u < 40 | 0 | 0 | 0 | 0 | 0 | 0
u < 5 | 0 | 0 | 0 | 0 | 0 | 0
Total | 0 | 0 | 0 | 0 | 0 | 0
DMBR28(PTAV 28 DUMBRAVENI)¦ meter SN:1702334124027370
Tensiune reziduală u% | Durata t ms |  |  |  |  | Total
| 10 < t ≤ 200 | 200 < t ≤ 500 | 500 < t ≤ 1000 | 1000 < t ≤ 5000 | 5000 < t ≤ 60000
80 ≤ u < 90 | 0 | 0 | 0 | 0 | 0 | 0
70 ≤ u < 80 | 0 | 0 | 0 | 0 | 0 | 0
40 ≤ u < 70 | 0 | 0 | 0 | 0 | 0 | 0
5 ≤ u < 40 | 0 | 0 | 0 | 0 | 0 | 0
u < 5 | 0 | 0 | 0 | 0 | 0 | 0
Total | 0 | 0 | 0 | 0 | 0 | 0
DMBR30(PTAV 30 DUMBRAVENI)¦ meter SN:1702334123978775
Tensiune reziduală u% | Durata t ms |  |  |  |  | Total
| 10 < t ≤ 200 | 200 < t ≤ 500 | 500 < t ≤ 1000 | 1000 < t ≤ 5000 | 5000 < t ≤ 60000
80 ≤ u < 90 | 0 | 0 | 0 | 0 | 0 | 0
70 ≤ u < 80 | 0 | 0 | 0 | 0 | 0 | 0
40 ≤ u < 70 | 0 | 0 | 0 | 0 | 0 | 0
5 ≤ u < 40 | 0 | 0 | 0 | 0 | 0 | 0
u < 5 | 0 | 0 | 0 | 0 | 0 | 0
Total | 0 | 0 | 0 | 0 | 0 | 0
DMBR31(PTAB 31 DUMBRAVENI)¦ meter SN:1702334123978774
Tensiune reziduală u% | Durata t ms |  |  |  |  | Total
| 10 < t ≤ 200 | 200 < t ≤ 500 | 500 < t ≤ 1000 | 1000 < t ≤ 5000 | 5000 < t ≤ 60000
80 ≤ u < 90 | 0 | 0 | 0 | 0 | 0 | 0
70 ≤ u < 80 | 0 | 0 | 0 | 0 | 0 | 0
40 ≤ u < 70 | 0 | 0 | 0 | 0 | 0 | 0
5 ≤ u < 40 | 0 | 0 | 0 | 0 | 0 | 0
u < 5 | 0 | 0 | 0 | 0 | 0 | 0
Total | 0 | 0 | 0 | 0 | 0 | 0
DMBR32(PTA 32 DUMBRAVENI)¦ meter SN:1702334123978779
Tensiune reziduală u% | Durata t ms |  |  |  |  | Total
| 10 < t ≤ 200 | 200 < t ≤ 500 | 500 < t ≤ 1000 | 1000 < t ≤ 5000 | 5000 < t ≤ 60000
80 ≤ u < 90 | 0 | 0 | 0 | 0 | 0 | 0
70 ≤ u < 80 | 0 | 0 | 0 | 0 | 0 | 0
40 ≤ u < 70 | 0 | 0 | 0 | 0 | 0 | 0
5 ≤ u < 40 | 0 | 0 | 0 | 0 | 0 | 0
u < 5 | 0 | 0 | 0 | 0 | 0 | 0
Total | 0 | 0 | 0 | 0 | 0 | 0
PLOS01(PT 1 PLOPENI)¦ meter SN:1702234122645952
Tensiune reziduală u% | Durata t ms |  |  |  |  | Total
| 10 < t ≤ 200 | 200 < t ≤ 500 | 500 < t ≤ 1000 | 1000 < t ≤ 5000 | 5000 < t ≤ 60000
80 ≤ u < 90 | 0 | 0 | 0 | 0 | 0 | 0
70 ≤ u < 80 | 0 | 0 | 0 | 0 | 0 | 0
40 ≤ u < 70 | 0 | 0 | 0 | 0 | 0 | 0
5 ≤ u < 40 | 0 | 0 | 0 | 0 | 0 | 0
u < 5 | 0 | 0 | 0 | 0 | 0 | 0
Total | 0 | 0 | 0 | 0 | 0 | 0
PLOS02(PT 2 PLOPENI)¦ meter SN:1702234122645956
Tensiune reziduală u% | Durata t ms |  |  |  |  | Total
| 10 < t ≤ 200 | 200 < t ≤ 500 | 500 < t ≤ 1000 | 1000 < t ≤ 5000 | 5000 < t ≤ 60000
80 ≤ u < 90 | 0 | 0 | 0 | 1 | 0 | 1
70 ≤ u < 80 | 0 | 0 | 0 | 0 | 0 | 0
40 ≤ u < 70 | 0 | 0 | 0 | 0 | 0 | 0
5 ≤ u < 40 | 0 | 0 | 0 | 0 | 0 | 0
u < 5 | 0 | 0 | 0 | 0 | 0 | 0
Total | 0 | 0 | 0 | 1 | 0 | 1
PLOS04(PT 4 PLOPENI)¦ meter SN:1702234122645891
Tensiune reziduală u% | Durata t ms |  |  |  |  | Total
| 10 < t ≤ 200 | 200 < t ≤ 500 | 500 < t ≤ 1000 | 1000 < t ≤ 5000 | 5000 < t ≤ 60000
80 ≤ u < 90 | 0 | 0 | 0 | 0 | 0 | 0
70 ≤ u < 80 | 0 | 0 | 0 | 0 | 0 | 0
40 ≤ u < 70 | 0 | 0 | 0 | 0 | 0 | 0
5 ≤ u < 40 | 0 | 0 | 0 | 0 | 0 | 0
u < 5 | 0 | 0 | 0 | 0 | 0 | 0
Total | 0 | 0 | 0 | 0 | 0 | 0
PLOS05(PT 5 PLOPENI)¦ meter SN:1702234122645931
Tensiune reziduală u% | Durata t ms |  |  |  |  | Total
| 10 < t ≤ 200 | 200 < t ≤ 500 | 500 < t ≤ 1000 | 1000 < t ≤ 5000 | 5000 < t ≤ 60000
80 ≤ u < 90 | 0 | 0 | 0 | 0 | 0 | 0
70 ≤ u < 80 | 0 | 0 | 0 | 0 | 0 | 0
40 ≤ u < 70 | 0 | 0 | 0 | 0 | 0 | 0
5 ≤ u < 40 | 0 | 0 | 0 | 0 | 0 | 0
u < 5 | 0 | 0 | 0 | 0 | 0 | 0
Total | 0 | 0 | 0 | 0 | 0 | 0
PLOS06(PT 6 PLOPENI)¦ meter SN:1702234122711594
Tensiune reziduală u% | Durata t ms |  |  |  |  | Total
| 10 < t ≤ 200 | 200 < t ≤ 500 | 500 < t ≤ 1000 | 1000 < t ≤ 5000 | 5000 < t ≤ 60000
80 ≤ u < 90 | 0 | 0 | 0 | 0 | 0 | 0
70 ≤ u < 80 | 0 | 0 | 0 | 0 | 0 | 0
40 ≤ u < 70 | 0 | 0 | 0 | 0 | 0 | 0
5 ≤ u < 40 | 0 | 0 | 0 | 0 | 0 | 0
u < 5 | 0 | 0 | 0 | 0 | 0 | 0
Total | 0 | 0 | 0 | 0 | 0 | 0
PREL01(PT 1 PRELIPCA)¦ meter SN:1702434125895632
Tensiune reziduală u% | Durata t ms |  |  |  |  | Total
| 10 < t ≤ 200 | 200 < t ≤ 500 | 500 < t ≤ 1000 | 1000 < t ≤ 5000 | 5000 < t ≤ 60000
80 ≤ u < 90 | 0 | 0 | 0 | 0 | 0 | 0
70 ≤ u < 80 | 0 | 0 | 0 | 0 | 0 | 0
40 ≤ u < 70 | 0 | 0 | 0 | 0 | 0 | 0
5 ≤ u < 40 | 0 | 0 | 0 | 0 | 0 | 0
u < 5 | 0 | 0 | 0 | 0 | 0 | 0
Total | 0 | 0 | 0 | 0 | 0 | 0
SALC01(PT 1 SALCEA)¦ meter SN:1702234122711481
Tensiune reziduală u% | Durata t ms |  |  |  |  | Total
| 10 < t ≤ 200 | 200 < t ≤ 500 | 500 < t ≤ 1000 | 1000 < t ≤ 5000 | 5000 < t ≤ 60000
80 ≤ u < 90 | 0 | 0 | 0 | 0 | 0 | 0
70 ≤ u < 80 | 0 | 0 | 0 | 0 | 0 | 0
40 ≤ u < 70 | 0 | 0 | 0 | 0 | 0 | 0
5 ≤ u < 40 | 0 | 0 | 0 | 0 | 0 | 0
u < 5 | 0 | 0 | 0 | 0 | 0 | 0
Total | 0 | 0 | 0 | 0 | 0 | 0
SALC10(PT 10 SALCEA)¦ meter SN:1702234122711478
Tensiune reziduală u% | Durata t ms |  |  |  |  | Total
| 10 < t ≤ 200 | 200 < t ≤ 500 | 500 < t ≤ 1000 | 1000 < t ≤ 5000 | 5000 < t ≤ 60000
80 ≤ u < 90 | 0 | 0 | 0 | 3 | 0 | 3
70 ≤ u < 80 | 0 | 0 | 0 | 0 | 0 | 0
40 ≤ u < 70 | 0 | 0 | 0 | 0 | 0 | 0
5 ≤ u < 40 | 0 | 0 | 0 | 0 | 0 | 0
u < 5 | 0 | 0 | 0 | 0 | 0 | 0
Total | 0 | 0 | 0 | 3 | 0 | 3
SALC12(PT 12 SALCEA)¦ meter SN:1702234122711480
Tensiune reziduală u% | Durata t ms |  |  |  |  | Total
| 10 < t ≤ 200 | 200 < t ≤ 500 | 500 < t ≤ 1000 | 1000 < t ≤ 5000 | 5000 < t ≤ 60000
80 ≤ u < 90 | 0 | 0 | 0 | 0 | 0 | 0
70 ≤ u < 80 | 0 | 0 | 0 | 0 | 0 | 0
40 ≤ u < 70 | 0 | 0 | 0 | 0 | 0 | 0
5 ≤ u < 40 | 0 | 0 | 0 | 0 | 0 | 0
u < 5 | 0 | 0 | 0 | 0 | 0 | 0
Total | 0 | 0 | 0 | 0 | 0 | 0

## SV21(ZONA HUMOR)
BUCS01(PT 1 BUCSOAIA)¦ meter SN:1702234122711543
Tensiune reziduală u% | Durata t ms |  |  |  |  | Total
| 10 < t ≤ 200 | 200 < t ≤ 500 | 500 < t ≤ 1000 | 1000 < t ≤ 5000 | 5000 < t ≤ 60000
80 ≤ u < 90 | 0 | 0 | 0 | 3 | 0 | 3
70 ≤ u < 80 | 0 | 0 | 0 | 0 | 0 | 0
40 ≤ u < 70 | 0 | 0 | 0 | 0 | 0 | 0
5 ≤ u < 40 | 0 | 0 | 0 | 0 | 0 | 0
u < 5 | 0 | 0 | 0 | 0 | 0 | 0
Total | 0 | 0 | 0 | 3 | 0 | 3
BUCS02(PT 2 BUCSOAIA)¦ meter SN:1702234122711591
Tensiune reziduală u% | Durata t ms |  |  |  |  | Total
| 10 < t ≤ 200 | 200 < t ≤ 500 | 500 < t ≤ 1000 | 1000 < t ≤ 5000 | 5000 < t ≤ 60000
80 ≤ u < 90 | 0 | 0 | 0 | 3 | 0 | 3
70 ≤ u < 80 | 0 | 0 | 0 | 0 | 0 | 0
40 ≤ u < 70 | 0 | 0 | 0 | 0 | 0 | 0
5 ≤ u < 40 | 0 | 0 | 0 | 0 | 0 | 0
u < 5 | 0 | 0 | 0 | 0 | 0 | 0
Total | 0 | 0 | 0 | 3 | 0 | 3
BUCS03(PT 3 BUCSOAIA)¦ meter SN:1702234123505876
Tensiune reziduală u% | Durata t ms |  |  |  |  | Total
| 10 < t ≤ 200 | 200 < t ≤ 500 | 500 < t ≤ 1000 | 1000 < t ≤ 5000 | 5000 < t ≤ 60000
80 ≤ u < 90 | 0 | 0 | 0 | 0 | 0 | 0
70 ≤ u < 80 | 0 | 0 | 0 | 0 | 0 | 0
40 ≤ u < 70 | 0 | 0 | 0 | 0 | 0 | 0
5 ≤ u < 40 | 0 | 0 | 0 | 0 | 0 | 0
u < 5 | 0 | 0 | 0 | 0 | 0 | 0
Total | 0 | 0 | 0 | 0 | 0 | 0
BUCS06(PT 6 BUCSOAIA)¦ meter SN:1702234123505878
Tensiune reziduală u% | Durata t ms |  |  |  |  | Total
| 10 < t ≤ 200 | 200 < t ≤ 500 | 500 < t ≤ 1000 | 1000 < t ≤ 5000 | 5000 < t ≤ 60000
80 ≤ u < 90 | 0 | 0 | 0 | 1 | 0 | 1
70 ≤ u < 80 | 0 | 0 | 0 | 0 | 0 | 0
40 ≤ u < 70 | 0 | 0 | 0 | 0 | 0 | 0
5 ≤ u < 40 | 0 | 0 | 0 | 0 | 0 | 0
u < 5 | 0 | 0 | 0 | 0 | 0 | 0
Total | 0 | 0 | 0 | 1 | 0 | 1
BUCS11(PT 11 BUCSOAIA)¦ meter SN:1702234122711595
Tensiune reziduală u% | Durata t ms |  |  |  |  | Total
| 10 < t ≤ 200 | 200 < t ≤ 500 | 500 < t ≤ 1000 | 1000 < t ≤ 5000 | 5000 < t ≤ 60000
80 ≤ u < 90 | 0 | 0 | 0 | 1 | 0 | 1
70 ≤ u < 80 | 0 | 0 | 0 | 0 | 0 | 0
40 ≤ u < 70 | 0 | 0 | 0 | 0 | 0 | 0
5 ≤ u < 40 | 0 | 0 | 0 | 0 | 0 | 0
u < 5 | 0 | 0 | 0 | 0 | 0 | 0
Total | 0 | 0 | 0 | 1 | 0 | 1
DORT02(PT 2 DOROTEIA)¦ meter SN:1009151000001557
Tensiune reziduală u% | Durata t ms |  |  |  |  | Total
| 10 < t ≤ 200 | 200 < t ≤ 500 | 500 < t ≤ 1000 | 1000 < t ≤ 5000 | 5000 < t ≤ 60000
80 ≤ u < 90 | 0 | 0 | 0 | 0 | 0 | 0
70 ≤ u < 80 | 0 | 0 | 0 | 0 | 0 | 0
40 ≤ u < 70 | 0 | 0 | 0 | 0 | 0 | 0
5 ≤ u < 40 | 0 | 0 | 0 | 0 | 0 | 0
u < 5 | 0 | 0 | 0 | 0 | 0 | 0
Total | 0 | 0 | 0 | 0 | 0 | 0
DORT03(PT 3 DOROTEIA)¦ meter SN:1009151000001511
Tensiune reziduală u% | Durata t ms |  |  |  |  | Total
| 10 < t ≤ 200 | 200 < t ≤ 500 | 500 < t ≤ 1000 | 1000 < t ≤ 5000 | 5000 < t ≤ 60000
80 ≤ u < 90 | 0 | 0 | 0 | 0 | 0 | 0
70 ≤ u < 80 | 0 | 0 | 0 | 0 | 0 | 0
40 ≤ u < 70 | 0 | 0 | 0 | 0 | 0 | 0
5 ≤ u < 40 | 0 | 0 | 0 | 0 | 0 | 0
u < 5 | 0 | 0 | 0 | 0 | 0 | 0
Total | 0 | 0 | 0 | 0 | 0 | 0
DORT04(PT4 DOROTEIA)¦ meter SN:1009151000001726
Tensiune reziduală u% | Durata t ms |  |  |  |  | Total
| 10 < t ≤ 200 | 200 < t ≤ 500 | 500 < t ≤ 1000 | 1000 < t ≤ 5000 | 5000 < t ≤ 60000
80 ≤ u < 90 | 0 | 0 | 0 | 0 | 0 | 0
70 ≤ u < 80 | 0 | 0 | 0 | 0 | 0 | 0
40 ≤ u < 70 | 0 | 0 | 0 | 0 | 0 | 0
5 ≤ u < 40 | 0 | 0 | 0 | 0 | 0 | 0
u < 5 | 0 | 0 | 0 | 0 | 0 | 0
Total | 0 | 0 | 0 | 0 | 0 | 0
FRAS01(PT 1 FRASIN)¦ meter SN:1009151000001428
Tensiune reziduală u% | Durata t ms |  |  |  |  | Total
| 10 < t ≤ 200 | 200 < t ≤ 500 | 500 < t ≤ 1000 | 1000 < t ≤ 5000 | 5000 < t ≤ 60000
80 ≤ u < 90 | 0 | 0 | 0 | 0 | 0 | 0
70 ≤ u < 80 | 0 | 0 | 0 | 0 | 0 | 0
40 ≤ u < 70 | 0 | 0 | 0 | 0 | 0 | 0
5 ≤ u < 40 | 0 | 0 | 0 | 0 | 0 | 0
u < 5 | 0 | 0 | 0 | 0 | 0 | 0
Total | 0 | 0 | 0 | 0 | 0 | 0
FRAS03(PT 3 FRASIN)¦ meter SN:1009151000001556
Tensiune reziduală u% | Durata t ms |  |  |  |  | Total
| 10 < t ≤ 200 | 200 < t ≤ 500 | 500 < t ≤ 1000 | 1000 < t ≤ 5000 | 5000 < t ≤ 60000
80 ≤ u < 90 | 0 | 0 | 0 | 0 | 0 | 0
70 ≤ u < 80 | 0 | 0 | 0 | 0 | 0 | 0
40 ≤ u < 70 | 0 | 0 | 0 | 0 | 0 | 0
5 ≤ u < 40 | 0 | 0 | 0 | 0 | 0 | 0
u < 5 | 0 | 0 | 0 | 0 | 0 | 0
Total | 0 | 0 | 0 | 0 | 0 | 0
FRAS04(PT 4 FRASIN)¦ meter SN:1009151000001552
Tensiune reziduală u% | Durata t ms |  |  |  |  | Total
| 10 < t ≤ 200 | 200 < t ≤ 500 | 500 < t ≤ 1000 | 1000 < t ≤ 5000 | 5000 < t ≤ 60000
80 ≤ u < 90 | 0 | 0 | 0 | 0 | 0 | 0
70 ≤ u < 80 | 0 | 0 | 0 | 0 | 0 | 0
40 ≤ u < 70 | 0 | 0 | 0 | 0 | 0 | 0
5 ≤ u < 40 | 0 | 0 | 0 | 0 | 0 | 0
u < 5 | 0 | 0 | 0 | 0 | 0 | 0
Total | 0 | 0 | 0 | 0 | 0 | 0
FRAS08(PT 8 FRASIN)¦ meter SN:1702234122711575
Tensiune reziduală u% | Durata t ms |  |  |  |  | Total
| 10 < t ≤ 200 | 200 < t ≤ 500 | 500 < t ≤ 1000 | 1000 < t ≤ 5000 | 5000 < t ≤ 60000
80 ≤ u < 90 | 0 | 0 | 0 | 1 | 0 | 1
70 ≤ u < 80 | 0 | 0 | 0 | 0 | 0 | 0
40 ≤ u < 70 | 0 | 0 | 0 | 0 | 0 | 0
5 ≤ u < 40 | 0 | 0 | 0 | 0 | 0 | 0
u < 5 | 0 | 0 | 0 | 0 | 0 | 0
Total | 0 | 0 | 0 | 1 | 0 | 1
FRAS09(PT 9 FRASIN)¦ meter SN:1009151000001570
Tensiune reziduală u% | Durata t ms |  |  |  |  | Total
| 10 < t ≤ 200 | 200 < t ≤ 500 | 500 < t ≤ 1000 | 1000 < t ≤ 5000 | 5000 < t ≤ 60000
80 ≤ u < 90 | 0 | 0 | 0 | 0 | 0 | 0
70 ≤ u < 80 | 0 | 0 | 0 | 0 | 0 | 0
40 ≤ u < 70 | 0 | 0 | 0 | 0 | 0 | 0
5 ≤ u < 40 | 0 | 0 | 0 | 0 | 0 | 0
u < 5 | 0 | 0 | 0 | 0 | 0 | 0
Total | 0 | 0 | 0 | 0 | 0 | 0
FRAS10(PT 10 FRASIN)¦ meter SN:1702234122711547
Tensiune reziduală u% | Durata t ms |  |  |  |  | Total
| 10 < t ≤ 200 | 200 < t ≤ 500 | 500 < t ≤ 1000 | 1000 < t ≤ 5000 | 5000 < t ≤ 60000
80 ≤ u < 90 | 0 | 0 | 0 | 2 | 0 | 2
70 ≤ u < 80 | 0 | 0 | 0 | 0 | 0 | 0
40 ≤ u < 70 | 0 | 0 | 0 | 0 | 0 | 0
5 ≤ u < 40 | 0 | 0 | 0 | 0 | 0 | 0
u < 5 | 0 | 0 | 0 | 0 | 0 | 0
Total | 0 | 0 | 0 | 2 | 0 | 2
FRAS14(PT 14 FRASIN)¦ meter SN:1702234122711477
Tensiune reziduală u% | Durata t ms |  |  |  |  | Total
| 10 < t ≤ 200 | 200 < t ≤ 500 | 500 < t ≤ 1000 | 1000 < t ≤ 5000 | 5000 < t ≤ 60000
80 ≤ u < 90 | 0 | 0 | 0 | 2 | 0 | 2
70 ≤ u < 80 | 0 | 0 | 0 | 0 | 0 | 0
40 ≤ u < 70 | 0 | 0 | 0 | 0 | 0 | 0
5 ≤ u < 40 | 0 | 0 | 0 | 0 | 0 | 0
u < 5 | 0 | 0 | 0 | 0 | 0 | 0
Total | 0 | 0 | 0 | 2 | 0 | 2
GEME01(PT 1 GEMENEA)¦ meter SN:1009151000001410
Tensiune reziduală u% | Durata t ms |  |  |  |  | Total
| 10 < t ≤ 200 | 200 < t ≤ 500 | 500 < t ≤ 1000 | 1000 < t ≤ 5000 | 5000 < t ≤ 60000
80 ≤ u < 90 | 0 | 0 | 0 | 0 | 0 | 0
70 ≤ u < 80 | 0 | 0 | 0 | 0 | 0 | 0
40 ≤ u < 70 | 0 | 0 | 0 | 0 | 0 | 0
5 ≤ u < 40 | 0 | 0 | 0 | 0 | 0 | 0
u < 5 | 0 | 0 | 0 | 0 | 0 | 0
Total | 0 | 0 | 0 | 0 | 0 | 0
GEME03(PT 3 GEMENEA)¦ meter SN:1009151000001353
Tensiune reziduală u% | Durata t ms |  |  |  |  | Total
| 10 < t ≤ 200 | 200 < t ≤ 500 | 500 < t ≤ 1000 | 1000 < t ≤ 5000 | 5000 < t ≤ 60000
80 ≤ u < 90 | 0 | 0 | 0 | 0 | 0 | 0
70 ≤ u < 80 | 0 | 0 | 0 | 0 | 0 | 0
40 ≤ u < 70 | 0 | 0 | 0 | 0 | 0 | 0
5 ≤ u < 40 | 0 | 0 | 0 | 0 | 0 | 0
u < 5 | 0 | 0 | 0 | 0 | 0 | 0
Total | 0 | 0 | 0 | 0 | 0 | 0
GUR023(PT 23 G HUMORULUI)¦ meter SN:1009141000000591
Tensiune reziduală u% | Durata t ms |  |  |  |  | Total
| 10 < t ≤ 200 | 200 < t ≤ 500 | 500 < t ≤ 1000 | 1000 < t ≤ 5000 | 5000 < t ≤ 60000
80 ≤ u < 90 | 0 | 0 | 0 | 0 | 0 | 0
70 ≤ u < 80 | 0 | 0 | 0 | 0 | 0 | 0
40 ≤ u < 70 | 0 | 0 | 0 | 0 | 0 | 0
5 ≤ u < 40 | 0 | 0 | 0 | 0 | 0 | 0
u < 5 | 0 | 0 | 0 | 0 | 0 | 0
Total | 0 | 0 | 0 | 0 | 0 | 0
GUR027(PT 27 G HUMORULUI)¦ meter SN:1009141000001076
Tensiune reziduală u% | Durata t ms |  |  |  |  | Total
| 10 < t ≤ 200 | 200 < t ≤ 500 | 500 < t ≤ 1000 | 1000 < t ≤ 5000 | 5000 < t ≤ 60000
80 ≤ u < 90 | 0 | 0 | 0 | 0 | 0 | 0
70 ≤ u < 80 | 0 | 0 | 0 | 0 | 0 | 0
40 ≤ u < 70 | 0 | 0 | 0 | 0 | 0 | 0
5 ≤ u < 40 | 0 | 0 | 0 | 0 | 0 | 0
u < 5 | 0 | 0 | 0 | 0 | 0 | 0
Total | 0 | 0 | 0 | 0 | 0 | 0
GUR028(PT 28 G HUMORULUI)¦ meter SN:1009151000002037
Tensiune reziduală u% | Durata t ms |  |  |  |  | Total
| 10 < t ≤ 200 | 200 < t ≤ 500 | 500 < t ≤ 1000 | 1000 < t ≤ 5000 | 5000 < t ≤ 60000
80 ≤ u < 90 | 0 | 0 | 0 | 0 | 0 | 0
70 ≤ u < 80 | 0 | 0 | 0 | 0 | 0 | 0
40 ≤ u < 70 | 0 | 0 | 0 | 0 | 0 | 0
5 ≤ u < 40 | 0 | 0 | 0 | 0 | 0 | 0
u < 5 | 0 | 0 | 0 | 0 | 0 | 0
Total | 0 | 0 | 0 | 0 | 0 | 0
GUR029(PT 29 G HUMORULUI)¦ meter SN:1009151000001641
Tensiune reziduală u% | Durata t ms |  |  |  |  | Total
| 10 < t ≤ 200 | 200 < t ≤ 500 | 500 < t ≤ 1000 | 1000 < t ≤ 5000 | 5000 < t ≤ 60000
80 ≤ u < 90 | 0 | 0 | 0 | 0 | 0 | 0
70 ≤ u < 80 | 0 | 0 | 0 | 0 | 0 | 0
40 ≤ u < 70 | 0 | 0 | 0 | 0 | 0 | 0
5 ≤ u < 40 | 0 | 0 | 0 | 0 | 0 | 0
u < 5 | 0 | 0 | 0 | 0 | 0 | 0
Total | 0 | 0 | 0 | 0 | 0 | 0
GUR030(PT 30 G HUMORULUI)¦ meter SN:1009151000001715
Tensiune reziduală u% | Durata t ms |  |  |  |  | Total
| 10 < t ≤ 200 | 200 < t ≤ 500 | 500 < t ≤ 1000 | 1000 < t ≤ 5000 | 5000 < t ≤ 60000
80 ≤ u < 90 | 0 | 0 | 0 | 0 | 0 | 0
70 ≤ u < 80 | 0 | 0 | 0 | 0 | 0 | 0
40 ≤ u < 70 | 0 | 0 | 0 | 0 | 0 | 0
5 ≤ u < 40 | 0 | 0 | 0 | 0 | 0 | 0
u < 5 | 0 | 0 | 0 | 0 | 0 | 0
Total | 0 | 0 | 0 | 0 | 0 | 0
GUR037(PT 37 GURA HUMOR VORONET)¦ meter SN:1702234122711498
Tensiune reziduală u% | Durata t ms |  |  |  |  | Total
| 10 < t ≤ 200 | 200 < t ≤ 500 | 500 < t ≤ 1000 | 1000 < t ≤ 5000 | 5000 < t ≤ 60000
80 ≤ u < 90 | 0 | 0 | 0 | 2 | 0 | 2
70 ≤ u < 80 | 0 | 0 | 0 | 0 | 0 | 0
40 ≤ u < 70 | 0 | 0 | 0 | 0 | 0 | 0
5 ≤ u < 40 | 0 | 0 | 0 | 0 | 0 | 0
u < 5 | 0 | 0 | 0 | 0 | 0 | 0
Total | 0 | 0 | 0 | 2 | 0 | 2
GUR045(PTA 45 GURA HUMORULUI)¦ meter SN:1009151000002781
Tensiune reziduală u% | Durata t ms |  |  |  |  | Total
| 10 < t ≤ 200 | 200 < t ≤ 500 | 500 < t ≤ 1000 | 1000 < t ≤ 5000 | 5000 < t ≤ 60000
80 ≤ u < 90 | 0 | 0 | 0 | 0 | 0 | 0
70 ≤ u < 80 | 0 | 0 | 0 | 0 | 0 | 0
40 ≤ u < 70 | 0 | 0 | 0 | 0 | 0 | 0
5 ≤ u < 40 | 0 | 0 | 0 | 0 | 0 | 0
u < 5 | 0 | 0 | 0 | 0 | 0 | 0
Total | 0 | 0 | 0 | 0 | 0 | 0
GUR061(PT 61 HUMOR)¦ meter SN:1702234122711548
Tensiune reziduală u% | Durata t ms |  |  |  |  | Total
| 10 < t ≤ 200 | 200 < t ≤ 500 | 500 < t ≤ 1000 | 1000 < t ≤ 5000 | 5000 < t ≤ 60000
80 ≤ u < 90 | 0 | 0 | 0 | 0 | 0 | 0
70 ≤ u < 80 | 0 | 0 | 0 | 0 | 0 | 0
40 ≤ u < 70 | 0 | 0 | 0 | 0 | 0 | 0
5 ≤ u < 40 | 0 | 0 | 0 | 0 | 0 | 0
u < 5 | 0 | 0 | 0 | 0 | 0 | 0
Total | 0 | 0 | 0 | 0 | 0 | 0
MANA01(PT 1 M REA G HUMORULUI)¦ meter SN:1009141000000539
Tensiune reziduală u% | Durata t ms |  |  |  |  | Total
| 10 < t ≤ 200 | 200 < t ≤ 500 | 500 < t ≤ 1000 | 1000 < t ≤ 5000 | 5000 < t ≤ 60000
80 ≤ u < 90 | 0 | 0 | 0 | 0 | 0 | 0
70 ≤ u < 80 | 0 | 0 | 0 | 0 | 0 | 0
40 ≤ u < 70 | 0 | 0 | 0 | 0 | 0 | 0
5 ≤ u < 40 | 0 | 0 | 0 | 0 | 0 | 0
u < 5 | 0 | 0 | 0 | 0 | 0 | 0
Total | 0 | 0 | 0 | 0 | 0 | 0
MANA02(PT 2 M REA G HUMORULUI)¦ meter SN:1009151000002806
Tensiune reziduală u% | Durata t ms |  |  |  |  | Total
| 10 < t ≤ 200 | 200 < t ≤ 500 | 500 < t ≤ 1000 | 1000 < t ≤ 5000 | 5000 < t ≤ 60000
80 ≤ u < 90 | 0 | 0 | 0 | 0 | 0 | 0
70 ≤ u < 80 | 0 | 0 | 0 | 0 | 0 | 0
40 ≤ u < 70 | 0 | 0 | 0 | 0 | 0 | 0
5 ≤ u < 40 | 0 | 0 | 0 | 0 | 0 | 0
u < 5 | 0 | 0 | 0 | 0 | 0 | 0
Total | 0 | 0 | 0 | 0 | 0 | 0
MANA03(PT 3 M REA G HUMORULUI)¦ meter SN:1009141000001113
Tensiune reziduală u% | Durata t ms |  |  |  |  | Total
| 10 < t ≤ 200 | 200 < t ≤ 500 | 500 < t ≤ 1000 | 1000 < t ≤ 5000 | 5000 < t ≤ 60000
80 ≤ u < 90 | 0 | 0 | 0 | 0 | 0 | 0
70 ≤ u < 80 | 0 | 0 | 0 | 0 | 0 | 0
40 ≤ u < 70 | 0 | 0 | 0 | 0 | 0 | 0
5 ≤ u < 40 | 0 | 0 | 0 | 0 | 0 | 0
u < 5 | 0 | 0 | 0 | 0 | 0 | 0
Total | 0 | 0 | 0 | 0 | 0 | 0
MANA04(PT 4 M REA G HUMORULUI)¦ meter SN:1009151000002732
Tensiune reziduală u% | Durata t ms |  |  |  |  | Total
| 10 < t ≤ 200 | 200 < t ≤ 500 | 500 < t ≤ 1000 | 1000 < t ≤ 5000 | 5000 < t ≤ 60000
80 ≤ u < 90 | 0 | 0 | 0 | 0 | 0 | 0
70 ≤ u < 80 | 0 | 0 | 0 | 0 | 0 | 0
40 ≤ u < 70 | 0 | 0 | 0 | 0 | 0 | 0
5 ≤ u < 40 | 0 | 0 | 0 | 0 | 0 | 0
u < 5 | 0 | 0 | 0 | 0 | 0 | 0
Total | 0 | 0 | 0 | 0 | 0 | 0
MANA05(PT 5 M REA G HUMORULUI)¦ meter SN:1009151000002723
Tensiune reziduală u% | Durata t ms |  |  |  |  | Total
| 10 < t ≤ 200 | 200 < t ≤ 500 | 500 < t ≤ 1000 | 1000 < t ≤ 5000 | 5000 < t ≤ 60000
80 ≤ u < 90 | 0 | 0 | 0 | 0 | 0 | 0
70 ≤ u < 80 | 0 | 0 | 0 | 0 | 0 | 0
40 ≤ u < 70 | 0 | 0 | 0 | 0 | 0 | 0
5 ≤ u < 40 | 0 | 0 | 0 | 0 | 0 | 0
u < 5 | 0 | 0 | 0 | 0 | 0 | 0
Total | 0 | 0 | 0 | 0 | 0 | 0
MANA06(PT 6 M REA G HUMORULUI)¦ meter SN:1009151000002594
Tensiune reziduală u% | Durata t ms |  |  |  |  | Total
| 10 < t ≤ 200 | 200 < t ≤ 500 | 500 < t ≤ 1000 | 1000 < t ≤ 5000 | 5000 < t ≤ 60000
80 ≤ u < 90 | 0 | 0 | 0 | 0 | 0 | 0
70 ≤ u < 80 | 0 | 0 | 0 | 0 | 0 | 0
40 ≤ u < 70 | 0 | 0 | 0 | 0 | 0 | 0
5 ≤ u < 40 | 0 | 0 | 0 | 0 | 0 | 0
u < 5 | 0 | 0 | 0 | 0 | 0 | 0
Total | 0 | 0 | 0 | 0 | 0 | 0
MANA07(PT 7 M REA G HUMORULUI)¦ meter SN:1009141000001110
Tensiune reziduală u% | Durata t ms |  |  |  |  | Total
| 10 < t ≤ 200 | 200 < t ≤ 500 | 500 < t ≤ 1000 | 1000 < t ≤ 5000 | 5000 < t ≤ 60000
80 ≤ u < 90 | 0 | 0 | 0 | 0 | 0 | 0
70 ≤ u < 80 | 0 | 0 | 0 | 0 | 0 | 0
40 ≤ u < 70 | 0 | 0 | 0 | 0 | 0 | 0
5 ≤ u < 40 | 0 | 0 | 0 | 0 | 0 | 0
u < 5 | 0 | 0 | 0 | 0 | 0 | 0
Total | 0 | 0 | 0 | 0 | 0 | 0
MOLI03(PT 3 MOLID)¦ meter SN:1702434126423041
Tensiune reziduală u% | Durata t ms |  |  |  |  | Total
| 10 < t ≤ 200 | 200 < t ≤ 500 | 500 < t ≤ 1000 | 1000 < t ≤ 5000 | 5000 < t ≤ 60000
80 ≤ u < 90 | 0 | 0 | 0 | 0 | 0 | 0
70 ≤ u < 80 | 0 | 0 | 0 | 0 | 0 | 0
40 ≤ u < 70 | 0 | 0 | 0 | 0 | 0 | 0
5 ≤ u < 40 | 0 | 0 | 0 | 0 | 0 | 0
u < 5 | 0 | 0 | 0 | 0 | 0 | 0
Total | 0 | 0 | 0 | 0 | 0 | 0
MOLI04(PT 4 MOLID)¦ meter SN:1009151000002204
Tensiune reziduală u% | Durata t ms |  |  |  |  | Total
| 10 < t ≤ 200 | 200 < t ≤ 500 | 500 < t ≤ 1000 | 1000 < t ≤ 5000 | 5000 < t ≤ 60000
80 ≤ u < 90 | 0 | 0 | 0 | 0 | 0 | 0
70 ≤ u < 80 | 0 | 0 | 0 | 0 | 0 | 0
40 ≤ u < 70 | 0 | 0 | 0 | 0 | 0 | 0
5 ≤ u < 40 | 0 | 0 | 0 | 0 | 0 | 0
u < 5 | 0 | 0 | 0 | 0 | 0 | 0
Total | 0 | 0 | 0 | 0 | 0 | 0
PLEM01(PT 1 PLESA)¦ meter SN:1009151000001724
Tensiune reziduală u% | Durata t ms |  |  |  |  | Total
| 10 < t ≤ 200 | 200 < t ≤ 500 | 500 < t ≤ 1000 | 1000 < t ≤ 5000 | 5000 < t ≤ 60000
80 ≤ u < 90 | 0 | 0 | 0 | 0 | 0 | 0
70 ≤ u < 80 | 0 | 0 | 0 | 0 | 0 | 0
40 ≤ u < 70 | 0 | 0 | 0 | 0 | 0 | 0
5 ≤ u < 40 | 0 | 0 | 0 | 0 | 0 | 0
u < 5 | 0 | 0 | 0 | 0 | 0 | 0
Total | 0 | 0 | 0 | 0 | 0 | 0
PLUT01(PT 1 PLUTONITA)¦ meter SN:1009151000001714
Tensiune reziduală u% | Durata t ms |  |  |  |  | Total
| 10 < t ≤ 200 | 200 < t ≤ 500 | 500 < t ≤ 1000 | 1000 < t ≤ 5000 | 5000 < t ≤ 60000
80 ≤ u < 90 | 0 | 0 | 0 | 0 | 0 | 0
70 ≤ u < 80 | 0 | 0 | 0 | 0 | 0 | 0
40 ≤ u < 70 | 0 | 0 | 0 | 0 | 0 | 0
5 ≤ u < 40 | 0 | 0 | 0 | 0 | 0 | 0
u < 5 | 0 | 0 | 0 | 0 | 0 | 0
Total | 0 | 0 | 0 | 0 | 0 | 0
PLUT03(PT 3 PLUTONITA)¦ meter SN:1009151000001699
Tensiune reziduală u% | Durata t ms |  |  |  |  | Total
| 10 < t ≤ 200 | 200 < t ≤ 500 | 500 < t ≤ 1000 | 1000 < t ≤ 5000 | 5000 < t ≤ 60000
80 ≤ u < 90 | 0 | 0 | 0 | 0 | 0 | 0
70 ≤ u < 80 | 0 | 0 | 0 | 0 | 0 | 0
40 ≤ u < 70 | 0 | 0 | 0 | 0 | 0 | 0
5 ≤ u < 40 | 0 | 0 | 0 | 0 | 0 | 0
u < 5 | 0 | 0 | 0 | 0 | 0 | 0
Total | 0 | 0 | 0 | 0 | 0 | 0
POMC01(PT 1 P MICULUI)¦ meter SN:1009151000002036
Tensiune reziduală u% | Durata t ms |  |  |  |  | Total
| 10 < t ≤ 200 | 200 < t ≤ 500 | 500 < t ≤ 1000 | 1000 < t ≤ 5000 | 5000 < t ≤ 60000
80 ≤ u < 90 | 0 | 0 | 0 | 0 | 0 | 0
70 ≤ u < 80 | 0 | 0 | 0 | 0 | 0 | 0
40 ≤ u < 70 | 0 | 0 | 0 | 0 | 0 | 0
5 ≤ u < 40 | 0 | 0 | 0 | 0 | 0 | 0
u < 5 | 0 | 0 | 0 | 0 | 0 | 0
Total | 0 | 0 | 0 | 0 | 0 | 0
POMC02(PT 2 P MICULUI)¦ meter SN:1009151000002804
Tensiune reziduală u% | Durata t ms |  |  |  |  | Total
| 10 < t ≤ 200 | 200 < t ≤ 500 | 500 < t ≤ 1000 | 1000 < t ≤ 5000 | 5000 < t ≤ 60000
80 ≤ u < 90 | 0 | 0 | 0 | 0 | 0 | 0
70 ≤ u < 80 | 0 | 0 | 0 | 0 | 0 | 0
40 ≤ u < 70 | 0 | 0 | 0 | 0 | 0 | 0
5 ≤ u < 40 | 0 | 0 | 0 | 0 | 0 | 0
u < 5 | 0 | 0 | 0 | 0 | 0 | 0
Total | 0 | 0 | 0 | 0 | 0 | 0
POMC03(PT 3 P MICULUI)¦ meter SN:1009151000002205
Tensiune reziduală u% | Durata t ms |  |  |  |  | Total
| 10 < t ≤ 200 | 200 < t ≤ 500 | 500 < t ≤ 1000 | 1000 < t ≤ 5000 | 5000 < t ≤ 60000
80 ≤ u < 90 | 0 | 0 | 0 | 0 | 0 | 0
70 ≤ u < 80 | 0 | 0 | 0 | 0 | 0 | 0
40 ≤ u < 70 | 0 | 0 | 0 | 0 | 0 | 0
5 ≤ u < 40 | 0 | 0 | 0 | 0 | 0 | 0
u < 5 | 0 | 0 | 0 | 0 | 0 | 0
Total | 0 | 0 | 0 | 0 | 0 | 0
POMC04(PT 4 P MICULUI)¦ meter SN:1009141000001277
Tensiune reziduală u% | Durata t ms |  |  |  |  | Total
| 10 < t ≤ 200 | 200 < t ≤ 500 | 500 < t ≤ 1000 | 1000 < t ≤ 5000 | 5000 < t ≤ 60000
80 ≤ u < 90 | 0 | 0 | 0 | 0 | 0 | 0
70 ≤ u < 80 | 0 | 0 | 0 | 0 | 0 | 0
40 ≤ u < 70 | 0 | 0 | 0 | 0 | 0 | 0
5 ≤ u < 40 | 0 | 0 | 0 | 0 | 0 | 0
u < 5 | 0 | 0 | 0 | 0 | 0 | 0
Total | 0 | 0 | 0 | 0 | 0 | 0
SLTR01(PT 1 SALATRUC)¦ meter SN:1009151000002186
Tensiune reziduală u% | Durata t ms |  |  |  |  | Total
| 10 < t ≤ 200 | 200 < t ≤ 500 | 500 < t ≤ 1000 | 1000 < t ≤ 5000 | 5000 < t ≤ 60000
80 ≤ u < 90 | 0 | 0 | 0 | 0 | 0 | 0
70 ≤ u < 80 | 0 | 0 | 0 | 0 | 0 | 0
40 ≤ u < 70 | 0 | 0 | 0 | 0 | 0 | 0
5 ≤ u < 40 | 0 | 0 | 0 | 0 | 0 | 0
u < 5 | 0 | 0 | 0 | 0 | 0 | 0
Total | 0 | 0 | 0 | 0 | 0 | 0
SLTR02(PT 2 SALATRUC)¦ meter SN:1009151000002823
Tensiune reziduală u% | Durata t ms |  |  |  |  | Total
| 10 < t ≤ 200 | 200 < t ≤ 500 | 500 < t ≤ 1000 | 1000 < t ≤ 5000 | 5000 < t ≤ 60000
80 ≤ u < 90 | 0 | 0 | 0 | 0 | 0 | 0
70 ≤ u < 80 | 0 | 0 | 0 | 0 | 0 | 0
40 ≤ u < 70 | 0 | 0 | 0 | 0 | 0 | 0
5 ≤ u < 40 | 0 | 0 | 0 | 0 | 0 | 0
u < 5 | 0 | 0 | 0 | 0 | 0 | 0
Total | 0 | 0 | 0 | 0 | 0 | 0
SLTR03(PT 3 SALATRUC)¦ meter SN:1009151000002134
Tensiune reziduală u% | Durata t ms |  |  |  |  | Total
| 10 < t ≤ 200 | 200 < t ≤ 500 | 500 < t ≤ 1000 | 1000 < t ≤ 5000 | 5000 < t ≤ 60000
80 ≤ u < 90 | 0 | 0 | 0 | 0 | 0 | 0
70 ≤ u < 80 | 0 | 0 | 0 | 0 | 0 | 0
40 ≤ u < 70 | 0 | 0 | 0 | 0 | 0 | 0
5 ≤ u < 40 | 0 | 0 | 0 | 0 | 0 | 0
u < 5 | 0 | 0 | 0 | 0 | 0 | 0
Total | 0 | 0 | 0 | 0 | 0 | 0
SLTR04(PT 4 SALATRUC)¦ meter SN:1009151000002543
Tensiune reziduală u% | Durata t ms |  |  |  |  | Total
| 10 < t ≤ 200 | 200 < t ≤ 500 | 500 < t ≤ 1000 | 1000 < t ≤ 5000 | 5000 < t ≤ 60000
80 ≤ u < 90 | 0 | 0 | 0 | 0 | 0 | 0
70 ≤ u < 80 | 0 | 0 | 0 | 0 | 0 | 0
40 ≤ u < 70 | 0 | 0 | 0 | 0 | 0 | 0
5 ≤ u < 40 | 0 | 0 | 0 | 0 | 0 | 0
u < 5 | 0 | 0 | 0 | 0 | 0 | 0
Total | 0 | 0 | 0 | 0 | 0 | 0
SLTR06(PT 6 SALATRUC)¦ meter SN:1009151000001693
Tensiune reziduală u% | Durata t ms |  |  |  |  | Total
| 10 < t ≤ 200 | 200 < t ≤ 500 | 500 < t ≤ 1000 | 1000 < t ≤ 5000 | 5000 < t ≤ 60000
80 ≤ u < 90 | 0 | 0 | 0 | 0 | 0 | 0
70 ≤ u < 80 | 0 | 0 | 0 | 0 | 0 | 0
40 ≤ u < 70 | 0 | 0 | 0 | 0 | 0 | 0
5 ≤ u < 40 | 0 | 0 | 0 | 0 | 0 | 0
u < 5 | 0 | 0 | 0 | 0 | 0 | 0
Total | 0 | 0 | 0 | 0 | 0 | 0
SSTU01(PT 1 SLATIOARA STUPLICANI)¦ meter SN:1009151000001706
Tensiune reziduală u% | Durata t ms |  |  |  |  | Total
| 10 < t ≤ 200 | 200 < t ≤ 500 | 500 < t ≤ 1000 | 1000 < t ≤ 5000 | 5000 < t ≤ 60000
80 ≤ u < 90 | 0 | 0 | 0 | 0 | 0 | 0
70 ≤ u < 80 | 0 | 0 | 0 | 0 | 0 | 0
40 ≤ u < 70 | 0 | 0 | 0 | 0 | 0 | 0
5 ≤ u < 40 | 0 | 0 | 0 | 0 | 0 | 0
u < 5 | 0 | 0 | 0 | 0 | 0 | 0
Total | 0 | 0 | 0 | 0 | 0 | 0
SSTU02(PT 2 SLATIOARA STUPLICANI)¦ meter SN:1009151000002125
Tensiune reziduală u% | Durata t ms |  |  |  |  | Total
| 10 < t ≤ 200 | 200 < t ≤ 500 | 500 < t ≤ 1000 | 1000 < t ≤ 5000 | 5000 < t ≤ 60000
80 ≤ u < 90 | 0 | 0 | 0 | 0 | 0 | 0
70 ≤ u < 80 | 0 | 0 | 0 | 0 | 0 | 0
40 ≤ u < 70 | 0 | 0 | 0 | 0 | 0 | 0
5 ≤ u < 40 | 0 | 0 | 0 | 0 | 0 | 0
u < 5 | 0 | 0 | 0 | 0 | 0 | 0
Total | 0 | 0 | 0 | 0 | 0 | 0
STUL01(PT 1 STULPICANI)¦ meter SN:1702434125895612
Tensiune reziduală u% | Durata t ms |  |  |  |  | Total
| 10 < t ≤ 200 | 200 < t ≤ 500 | 500 < t ≤ 1000 | 1000 < t ≤ 5000 | 5000 < t ≤ 60000
80 ≤ u < 90 | 0 | 0 | 0 | 0 | 0 | 0
70 ≤ u < 80 | 0 | 0 | 0 | 0 | 0 | 0
40 ≤ u < 70 | 0 | 0 | 0 | 0 | 0 | 0
5 ≤ u < 40 | 0 | 0 | 0 | 0 | 0 | 0
u < 5 | 0 | 0 | 0 | 0 | 0 | 0
Total | 0 | 0 | 0 | 0 | 0 | 0
STUL02(PT 2 STULPICANI)¦ meter SN:1702434125895617
Tensiune reziduală u% | Durata t ms |  |  |  |  | Total
| 10 < t ≤ 200 | 200 < t ≤ 500 | 500 < t ≤ 1000 | 1000 < t ≤ 5000 | 5000 < t ≤ 60000
80 ≤ u < 90 | 0 | 0 | 0 | 0 | 0 | 0
70 ≤ u < 80 | 0 | 0 | 0 | 0 | 0 | 0
40 ≤ u < 70 | 0 | 0 | 0 | 0 | 0 | 0
5 ≤ u < 40 | 0 | 0 | 0 | 0 | 0 | 0
u < 5 | 0 | 0 | 0 | 0 | 0 | 0
Total | 0 | 0 | 0 | 0 | 0 | 0
STUL03(PT 3 STULPICANI)¦ meter SN:1702434125895616
Tensiune reziduală u% | Durata t ms |  |  |  |  | Total
| 10 < t ≤ 200 | 200 < t ≤ 500 | 500 < t ≤ 1000 | 1000 < t ≤ 5000 | 5000 < t ≤ 60000
80 ≤ u < 90 | 0 | 0 | 0 | 0 | 0 | 0
70 ≤ u < 80 | 0 | 0 | 0 | 0 | 0 | 0
40 ≤ u < 70 | 0 | 0 | 0 | 0 | 0 | 0
5 ≤ u < 40 | 0 | 0 | 0 | 0 | 0 | 0
u < 5 | 0 | 0 | 0 | 0 | 0 | 0
Total | 0 | 0 | 0 | 0 | 0 | 0
STUL04(PT 4 STULPICANI)¦ meter SN:1009151000001337
Tensiune reziduală u% | Durata t ms |  |  |  |  | Total
| 10 < t ≤ 200 | 200 < t ≤ 500 | 500 < t ≤ 1000 | 1000 < t ≤ 5000 | 5000 < t ≤ 60000
80 ≤ u < 90 | 0 | 0 | 0 | 0 | 0 | 0
70 ≤ u < 80 | 0 | 0 | 0 | 0 | 0 | 0
40 ≤ u < 70 | 0 | 0 | 0 | 0 | 0 | 0
5 ≤ u < 40 | 0 | 0 | 0 | 0 | 0 | 0
u < 5 | 0 | 0 | 0 | 0 | 0 | 0
Total | 0 | 0 | 0 | 0 | 0 | 0
STUL05(PT 5 STULPICANI)¦ meter SN:1702434125895615
Tensiune reziduală u% | Durata t ms |  |  |  |  | Total
| 10 < t ≤ 200 | 200 < t ≤ 500 | 500 < t ≤ 1000 | 1000 < t ≤ 5000 | 5000 < t ≤ 60000
80 ≤ u < 90 | 0 | 0 | 0 | 0 | 0 | 0
70 ≤ u < 80 | 0 | 0 | 0 | 0 | 0 | 0
40 ≤ u < 70 | 0 | 0 | 0 | 0 | 0 | 0
5 ≤ u < 40 | 0 | 0 | 0 | 0 | 0 | 0
u < 5 | 0 | 0 | 0 | 0 | 0 | 0
Total | 0 | 0 | 0 | 0 | 0 | 0
STUL06(PT 6 STULPICANI)¦ meter SN:1009151000001388
Tensiune reziduală u% | Durata t ms |  |  |  |  | Total
| 10 < t ≤ 200 | 200 < t ≤ 500 | 500 < t ≤ 1000 | 1000 < t ≤ 5000 | 5000 < t ≤ 60000
80 ≤ u < 90 | 0 | 0 | 0 | 0 | 0 | 0
70 ≤ u < 80 | 0 | 0 | 0 | 0 | 0 | 0
40 ≤ u < 70 | 0 | 0 | 0 | 0 | 0 | 0
5 ≤ u < 40 | 0 | 0 | 0 | 0 | 0 | 0
u < 5 | 0 | 0 | 0 | 0 | 0 | 0
Total | 0 | 0 | 0 | 0 | 0 | 0
STUL07(PT 7 STULPICANI)¦ meter SN:1702434125895614
Tensiune reziduală u% | Durata t ms |  |  |  |  | Total
| 10 < t ≤ 200 | 200 < t ≤ 500 | 500 < t ≤ 1000 | 1000 < t ≤ 5000 | 5000 < t ≤ 60000
80 ≤ u < 90 | 0 | 0 | 0 | 0 | 0 | 0
70 ≤ u < 80 | 0 | 0 | 0 | 0 | 0 | 0
40 ≤ u < 70 | 0 | 0 | 0 | 0 | 0 | 0
5 ≤ u < 40 | 0 | 0 | 0 | 0 | 0 | 0
u < 5 | 0 | 0 | 0 | 0 | 0 | 0
Total | 0 | 0 | 0 | 0 | 0 | 0
STUL10(PT 10 STULPICANI)¦ meter SN:1009151000001361
Tensiune reziduală u% | Durata t ms |  |  |  |  | Total
| 10 < t ≤ 200 | 200 < t ≤ 500 | 500 < t ≤ 1000 | 1000 < t ≤ 5000 | 5000 < t ≤ 60000
80 ≤ u < 90 | 0 | 0 | 0 | 0 | 0 | 0
70 ≤ u < 80 | 0 | 0 | 0 | 0 | 0 | 0
40 ≤ u < 70 | 0 | 0 | 0 | 0 | 0 | 0
5 ≤ u < 40 | 0 | 0 | 0 | 0 | 0 | 0
u < 5 | 0 | 0 | 0 | 0 | 0 | 0
Total | 0 | 0 | 0 | 0 | 0 | 0
TRNC01(PT 1 TARNICIOARA)¦ meter SN:1009151000001700
Tensiune reziduală u% | Durata t ms |  |  |  |  | Total
| 10 < t ≤ 200 | 200 < t ≤ 500 | 500 < t ≤ 1000 | 1000 < t ≤ 5000 | 5000 < t ≤ 60000
80 ≤ u < 90 | 0 | 0 | 0 | 0 | 0 | 0
70 ≤ u < 80 | 0 | 0 | 0 | 0 | 0 | 0
40 ≤ u < 70 | 0 | 0 | 0 | 0 | 0 | 0
5 ≤ u < 40 | 0 | 0 | 0 | 0 | 0 | 0
u < 5 | 0 | 0 | 0 | 0 | 0 | 0
Total | 0 | 0 | 0 | 0 | 0 | 0
VANE02(PT 2 VADU NEGRILESEI)¦ meter SN:1009151000001340
Tensiune reziduală u% | Durata t ms |  |  |  |  | Total
| 10 < t ≤ 200 | 200 < t ≤ 500 | 500 < t ≤ 1000 | 1000 < t ≤ 5000 | 5000 < t ≤ 60000
80 ≤ u < 90 | 0 | 0 | 0 | 0 | 0 | 0
70 ≤ u < 80 | 0 | 0 | 0 | 0 | 0 | 0
40 ≤ u < 70 | 0 | 0 | 0 | 0 | 0 | 0
5 ≤ u < 40 | 0 | 0 | 0 | 0 | 0 | 0
u < 5 | 0 | 0 | 0 | 0 | 0 | 0
Total | 0 | 0 | 0 | 0 | 0 | 0
VRNT01(PT 1 VORONET)¦ meter SN:1702234122711544
Tensiune reziduală u% | Durata t ms |  |  |  |  | Total
| 10 < t ≤ 200 | 200 < t ≤ 500 | 500 < t ≤ 1000 | 1000 < t ≤ 5000 | 5000 < t ≤ 60000
80 ≤ u < 90 | 0 | 0 | 0 | 2 | 0 | 2
70 ≤ u < 80 | 0 | 0 | 0 | 0 | 0 | 0
40 ≤ u < 70 | 0 | 0 | 0 | 0 | 0 | 0
5 ≤ u < 40 | 0 | 0 | 0 | 0 | 0 | 0
u < 5 | 0 | 0 | 0 | 0 | 0 | 0
Total | 0 | 0 | 0 | 2 | 0 | 2
VRNT02(PT 2 VORONET)¦ meter SN:1702234122711596
Tensiune reziduală u% | Durata t ms |  |  |  |  | Total
| 10 < t ≤ 200 | 200 < t ≤ 500 | 500 < t ≤ 1000 | 1000 < t ≤ 5000 | 5000 < t ≤ 60000
80 ≤ u < 90 | 0 | 0 | 0 | 0 | 0 | 0
70 ≤ u < 80 | 0 | 0 | 0 | 0 | 0 | 0
40 ≤ u < 70 | 0 | 0 | 0 | 0 | 0 | 0
5 ≤ u < 40 | 0 | 0 | 0 | 0 | 0 | 0
u < 5 | 0 | 0 | 0 | 0 | 0 | 0
Total | 0 | 0 | 0 | 0 | 0 | 0
VRNT03(PTM 3 VORONET)¦ meter SN:1702234122711546
Tensiune reziduală u% | Durata t ms |  |  |  |  | Total
| 10 < t ≤ 200 | 200 < t ≤ 500 | 500 < t ≤ 1000 | 1000 < t ≤ 5000 | 5000 < t ≤ 60000
80 ≤ u < 90 | 0 | 0 | 0 | 2 | 0 | 2
70 ≤ u < 80 | 0 | 0 | 0 | 0 | 0 | 0
40 ≤ u < 70 | 0 | 0 | 0 | 0 | 0 | 0
5 ≤ u < 40 | 0 | 0 | 0 | 0 | 0 | 0
u < 5 | 0 | 0 | 0 | 0 | 0 | 0
Total | 0 | 0 | 0 | 2 | 0 | 2
BERC27(PTAV 27 BERCHISESTI)¦ meter SN:1702434125895656
Tensiune reziduală u% | Durata t ms |  |  |  |  | Total
| 10 < t ≤ 200 | 200 < t ≤ 500 | 500 < t ≤ 1000 | 1000 < t ≤ 5000 | 5000 < t ≤ 60000
80 ≤ u < 90 | 0 | 0 | 0 | 0 | 0 | 0
70 ≤ u < 80 | 0 | 0 | 0 | 0 | 0 | 0
40 ≤ u < 70 | 0 | 0 | 0 | 0 | 0 | 0
5 ≤ u < 40 | 0 | 0 | 0 | 0 | 0 | 0
u < 5 | 0 | 0 | 0 | 0 | 0 | 0
Total | 0 | 0 | 0 | 0 | 0 | 0
GUR004(PT 4 GURA HUMOR)¦ meter SN:1009141000001212
Tensiune reziduală u% | Durata t ms |  |  |  |  | Total
| 10 < t ≤ 200 | 200 < t ≤ 500 | 500 < t ≤ 1000 | 1000 < t ≤ 5000 | 5000 < t ≤ 60000
80 ≤ u < 90 | 0 | 0 | 0 | 0 | 0 | 0
70 ≤ u < 80 | 0 | 0 | 0 | 0 | 0 | 0
40 ≤ u < 70 | 0 | 0 | 0 | 0 | 0 | 0
5 ≤ u < 40 | 0 | 0 | 0 | 0 | 0 | 0
u < 5 | 0 | 0 | 0 | 0 | 0 | 0
Total | 0 | 0 | 0 | 0 | 0 | 0
GUR005(PT 5 GURA HUMOR)¦ meter SN:1009141000001001
Tensiune reziduală u% | Durata t ms |  |  |  |  | Total
| 10 < t ≤ 200 | 200 < t ≤ 500 | 500 < t ≤ 1000 | 1000 < t ≤ 5000 | 5000 < t ≤ 60000
80 ≤ u < 90 | 0 | 0 | 0 | 0 | 0 | 0
70 ≤ u < 80 | 0 | 0 | 0 | 0 | 0 | 0
40 ≤ u < 70 | 0 | 0 | 0 | 0 | 0 | 0
5 ≤ u < 40 | 0 | 0 | 0 | 0 | 0 | 0
u < 5 | 0 | 0 | 0 | 0 | 0 | 0
Total | 0 | 0 | 0 | 0 | 0 | 0
GUR006(PT 6 GURA HUMOR)¦ meter SN:1009141000000800
Tensiune reziduală u% | Durata t ms |  |  |  |  | Total
| 10 < t ≤ 200 | 200 < t ≤ 500 | 500 < t ≤ 1000 | 1000 < t ≤ 5000 | 5000 < t ≤ 60000
80 ≤ u < 90 | 0 | 0 | 0 | 0 | 0 | 0
70 ≤ u < 80 | 0 | 0 | 0 | 0 | 0 | 0
40 ≤ u < 70 | 0 | 0 | 0 | 0 | 0 | 0
5 ≤ u < 40 | 0 | 0 | 0 | 0 | 0 | 0
u < 5 | 0 | 0 | 0 | 0 | 0 | 0
Total | 0 | 0 | 0 | 0 | 0 | 0
GUR007(PT 7 GURA HUMOR)¦ meter SN:1702434125895664
Tensiune reziduală u% | Durata t ms |  |  |  |  | Total
| 10 < t ≤ 200 | 200 < t ≤ 500 | 500 < t ≤ 1000 | 1000 < t ≤ 5000 | 5000 < t ≤ 60000
80 ≤ u < 90 | 0 | 0 | 0 | 0 | 0 | 0
70 ≤ u < 80 | 0 | 0 | 0 | 0 | 0 | 0
40 ≤ u < 70 | 0 | 0 | 0 | 0 | 0 | 0
5 ≤ u < 40 | 0 | 0 | 0 | 0 | 0 | 0
u < 5 | 0 | 0 | 0 | 0 | 0 | 0
Total | 0 | 0 | 0 | 0 | 0 | 0
GUR010(PT 10 GURA HUMOR)¦ meter SN:1702234122711497
Tensiune reziduală u% | Durata t ms |  |  |  |  | Total
| 10 < t ≤ 200 | 200 < t ≤ 500 | 500 < t ≤ 1000 | 1000 < t ≤ 5000 | 5000 < t ≤ 60000
80 ≤ u < 90 | 0 | 0 | 0 | 0 | 0 | 0
70 ≤ u < 80 | 0 | 0 | 0 | 0 | 0 | 0
40 ≤ u < 70 | 0 | 0 | 0 | 0 | 0 | 0
5 ≤ u < 40 | 0 | 0 | 0 | 0 | 0 | 0
u < 5 | 0 | 0 | 0 | 0 | 0 | 0
Total | 0 | 0 | 0 | 0 | 0 | 0
GUR013(PT 13 GURA HUMOR)¦ meter SN:1009141000000501
Tensiune reziduală u% | Durata t ms |  |  |  |  | Total
| 10 < t ≤ 200 | 200 < t ≤ 500 | 500 < t ≤ 1000 | 1000 < t ≤ 5000 | 5000 < t ≤ 60000
80 ≤ u < 90 | 0 | 0 | 0 | 0 | 0 | 0
70 ≤ u < 80 | 0 | 0 | 0 | 0 | 0 | 0
40 ≤ u < 70 | 0 | 0 | 0 | 0 | 0 | 0
5 ≤ u < 40 | 0 | 0 | 0 | 0 | 0 | 0
u < 5 | 0 | 0 | 0 | 0 | 0 | 0
Total | 0 | 0 | 0 | 0 | 0 | 0
GUR018(PT 18 GURA HUMOR)¦ meter SN:1702234122711534
Tensiune reziduală u% | Durata t ms |  |  |  |  | Total
| 10 < t ≤ 200 | 200 < t ≤ 500 | 500 < t ≤ 1000 | 1000 < t ≤ 5000 | 5000 < t ≤ 60000
80 ≤ u < 90 | 0 | 0 | 0 | 0 | 0 | 0
70 ≤ u < 80 | 0 | 0 | 0 | 0 | 0 | 0
40 ≤ u < 70 | 0 | 0 | 0 | 0 | 0 | 0
5 ≤ u < 40 | 0 | 0 | 0 | 0 | 0 | 0
u < 5 | 0 | 0 | 0 | 0 | 0 | 0
Total | 0 | 0 | 0 | 0 | 0 | 0
GUR019(PT 19 GURA HUMOR)¦ meter SN:1009141000000607
Tensiune reziduală u% | Durata t ms |  |  |  |  | Total
| 10 < t ≤ 200 | 200 < t ≤ 500 | 500 < t ≤ 1000 | 1000 < t ≤ 5000 | 5000 < t ≤ 60000
80 ≤ u < 90 | 0 | 0 | 0 | 0 | 0 | 0
70 ≤ u < 80 | 0 | 0 | 0 | 0 | 0 | 0
40 ≤ u < 70 | 0 | 0 | 0 | 0 | 0 | 0
5 ≤ u < 40 | 0 | 0 | 0 | 0 | 0 | 0
u < 5 | 0 | 0 | 0 | 0 | 0 | 0
Total | 0 | 0 | 0 | 0 | 0 | 0
GUR020(PT 20 IRTA G HUMORULU)¦ meter SN:1702234122711496
Tensiune reziduală u% | Durata t ms |  |  |  |  | Total
| 10 < t ≤ 200 | 200 < t ≤ 500 | 500 < t ≤ 1000 | 1000 < t ≤ 5000 | 5000 < t ≤ 60000
80 ≤ u < 90 | 0 | 0 | 0 | 0 | 0 | 0
70 ≤ u < 80 | 0 | 0 | 0 | 0 | 0 | 0
40 ≤ u < 70 | 0 | 0 | 0 | 0 | 0 | 0
5 ≤ u < 40 | 0 | 0 | 0 | 0 | 0 | 0
u < 5 | 0 | 0 | 0 | 0 | 0 | 0
Total | 0 | 0 | 0 | 0 | 0 | 0
GUR025(PT 25 GURA HUMORULUI BRUTARIE)¦ meter SN:1702234122711500
Tensiune reziduală u% | Durata t ms |  |  |  |  | Total
| 10 < t ≤ 200 | 200 < t ≤ 500 | 500 < t ≤ 1000 | 1000 < t ≤ 5000 | 5000 < t ≤ 60000
80 ≤ u < 90 | 0 | 0 | 0 | 0 | 0 | 0
70 ≤ u < 80 | 0 | 0 | 0 | 0 | 0 | 0
40 ≤ u < 70 | 0 | 0 | 0 | 0 | 0 | 0
5 ≤ u < 40 | 0 | 0 | 0 | 0 | 0 | 0
u < 5 | 0 | 0 | 0 | 0 | 0 | 0
Total | 0 | 0 | 0 | 0 | 0 | 0
GUR031(PT 31 BOGDANEASA G HUMOR)¦ meter SN:1702234122711499
Tensiune reziduală u% | Durata t ms |  |  |  |  | Total
| 10 < t ≤ 200 | 200 < t ≤ 500 | 500 < t ≤ 1000 | 1000 < t ≤ 5000 | 5000 < t ≤ 60000
80 ≤ u < 90 | 0 | 0 | 0 | 0 | 0 | 0
70 ≤ u < 80 | 0 | 0 | 0 | 0 | 0 | 0
40 ≤ u < 70 | 0 | 0 | 0 | 0 | 0 | 0
5 ≤ u < 40 | 0 | 0 | 0 | 0 | 0 | 0
u < 5 | 0 | 0 | 0 | 0 | 0 | 0
Total | 0 | 0 | 0 | 0 | 0 | 0
GUR035(PT 35 GURA HUMOR)¦ meter SN:1702434125895660
Tensiune reziduală u% | Durata t ms |  |  |  |  | Total
| 10 < t ≤ 200 | 200 < t ≤ 500 | 500 < t ≤ 1000 | 1000 < t ≤ 5000 | 5000 < t ≤ 60000
80 ≤ u < 90 | 0 | 0 | 0 | 0 | 0 | 0
70 ≤ u < 80 | 0 | 0 | 0 | 0 | 0 | 0
40 ≤ u < 70 | 0 | 0 | 0 | 0 | 0 | 0
5 ≤ u < 40 | 0 | 0 | 0 | 0 | 0 | 0
u < 5 | 0 | 0 | 0 | 0 | 0 | 0
Total | 0 | 0 | 0 | 0 | 0 | 0
MIRN01(PT 1 MIRONU)¦ meter SN:1702234122711592
Tensiune reziduală u% | Durata t ms |  |  |  |  | Total
| 10 < t ≤ 200 | 200 < t ≤ 500 | 500 < t ≤ 1000 | 1000 < t ≤ 5000 | 5000 < t ≤ 60000
80 ≤ u < 90 | 0 | 0 | 0 | 1 | 0 | 1
70 ≤ u < 80 | 0 | 0 | 0 | 0 | 0 | 0
40 ≤ u < 70 | 0 | 0 | 0 | 0 | 0 | 0
5 ≤ u < 40 | 0 | 0 | 0 | 0 | 0 | 0
u < 5 | 0 | 0 | 0 | 0 | 0 | 0
Total | 0 | 0 | 0 | 1 | 0 | 1
MIRN02(PT 2 MIRONU)¦ meter SN:1702234122711495
Tensiune reziduală u% | Durata t ms |  |  |  |  | Total
| 10 < t ≤ 200 | 200 < t ≤ 500 | 500 < t ≤ 1000 | 1000 < t ≤ 5000 | 5000 < t ≤ 60000
80 ≤ u < 90 | 0 | 0 | 0 | 1 | 0 | 1
70 ≤ u < 80 | 0 | 0 | 0 | 0 | 0 | 0
40 ≤ u < 70 | 0 | 0 | 0 | 0 | 0 | 0
5 ≤ u < 40 | 0 | 0 | 0 | 0 | 0 | 0
u < 5 | 0 | 0 | 0 | 0 | 0 | 0
Total | 0 | 0 | 0 | 1 | 0 | 1
PALT01(PT 1 PALTINOASA)¦ meter SN:1009141000000634
Tensiune reziduală u% | Durata t ms |  |  |  |  | Total
| 10 < t ≤ 200 | 200 < t ≤ 500 | 500 < t ≤ 1000 | 1000 < t ≤ 5000 | 5000 < t ≤ 60000
80 ≤ u < 90 | 0 | 0 | 0 | 0 | 0 | 0
70 ≤ u < 80 | 0 | 0 | 0 | 0 | 0 | 0
40 ≤ u < 70 | 0 | 0 | 0 | 0 | 0 | 0
5 ≤ u < 40 | 0 | 0 | 0 | 0 | 0 | 0
u < 5 | 0 | 0 | 0 | 0 | 0 | 0
Total | 0 | 0 | 0 | 0 | 0 | 0
PALT02(PT 2 PALTINOASA)¦ meter SN:1009151000001670
Tensiune reziduală u% | Durata t ms |  |  |  |  | Total
| 10 < t ≤ 200 | 200 < t ≤ 500 | 500 < t ≤ 1000 | 1000 < t ≤ 5000 | 5000 < t ≤ 60000
80 ≤ u < 90 | 0 | 0 | 0 | 0 | 0 | 0
70 ≤ u < 80 | 0 | 0 | 0 | 0 | 0 | 0
40 ≤ u < 70 | 0 | 0 | 0 | 0 | 0 | 0
5 ≤ u < 40 | 0 | 0 | 0 | 0 | 0 | 0
u < 5 | 0 | 0 | 0 | 0 | 0 | 0
Total | 0 | 0 | 0 | 0 | 0 | 0
PALT03(PT 3 PALTINOASA)¦ meter SN:1702434125895670
Tensiune reziduală u% | Durata t ms |  |  |  |  | Total
| 10 < t ≤ 200 | 200 < t ≤ 500 | 500 < t ≤ 1000 | 1000 < t ≤ 5000 | 5000 < t ≤ 60000
80 ≤ u < 90 | 0 | 0 | 0 | 0 | 0 | 0
70 ≤ u < 80 | 0 | 0 | 0 | 0 | 0 | 0
40 ≤ u < 70 | 0 | 0 | 0 | 0 | 0 | 0
5 ≤ u < 40 | 0 | 0 | 0 | 0 | 0 | 0
u < 5 | 0 | 0 | 0 | 0 | 0 | 0
Total | 0 | 0 | 0 | 0 | 0 | 0
PALT04(PT 4 PALTINOASA)¦ meter SN:1702434125895667
Tensiune reziduală u% | Durata t ms |  |  |  |  | Total
| 10 < t ≤ 200 | 200 < t ≤ 500 | 500 < t ≤ 1000 | 1000 < t ≤ 5000 | 5000 < t ≤ 60000
80 ≤ u < 90 | 0 | 0 | 0 | 0 | 0 | 0
70 ≤ u < 80 | 0 | 0 | 0 | 0 | 0 | 0
40 ≤ u < 70 | 0 | 0 | 0 | 0 | 0 | 0
5 ≤ u < 40 | 0 | 0 | 0 | 0 | 0 | 0
u < 5 | 0 | 0 | 0 | 0 | 0 | 0
Total | 0 | 0 | 0 | 0 | 0 | 0
PALT05(PT 5 PALTINOASA)¦ meter SN:1702334125532485
Tensiune reziduală u% | Durata t ms |  |  |  |  | Total
| 10 < t ≤ 200 | 200 < t ≤ 500 | 500 < t ≤ 1000 | 1000 < t ≤ 5000 | 5000 < t ≤ 60000
80 ≤ u < 90 | 0 | 0 | 0 | 0 | 0 | 0
70 ≤ u < 80 | 0 | 0 | 0 | 0 | 0 | 0
40 ≤ u < 70 | 0 | 0 | 0 | 0 | 0 | 0
5 ≤ u < 40 | 0 | 0 | 0 | 0 | 0 | 0
u < 5 | 0 | 0 | 0 | 0 | 0 | 0
Total | 0 | 0 | 0 | 0 | 0 | 0
PALT06(PT 6 PALTINOASA)¦ meter SN:1702434125895662
Tensiune reziduală u% | Durata t ms |  |  |  |  | Total
| 10 < t ≤ 200 | 200 < t ≤ 500 | 500 < t ≤ 1000 | 1000 < t ≤ 5000 | 5000 < t ≤ 60000
80 ≤ u < 90 | 0 | 0 | 0 | 0 | 0 | 0
70 ≤ u < 80 | 0 | 0 | 0 | 0 | 0 | 0
40 ≤ u < 70 | 0 | 0 | 0 | 0 | 0 | 0
5 ≤ u < 40 | 0 | 0 | 0 | 0 | 0 | 0
u < 5 | 0 | 0 | 0 | 0 | 0 | 0
Total | 0 | 0 | 0 | 0 | 0 | 0
PALT07(PT 7 PALTINOASA)¦ meter SN:1702334125532480
Tensiune reziduală u% | Durata t ms |  |  |  |  | Total
| 10 < t ≤ 200 | 200 < t ≤ 500 | 500 < t ≤ 1000 | 1000 < t ≤ 5000 | 5000 < t ≤ 60000
80 ≤ u < 90 | 0 | 0 | 0 | 0 | 0 | 0
70 ≤ u < 80 | 0 | 0 | 0 | 0 | 0 | 0
40 ≤ u < 70 | 0 | 0 | 0 | 0 | 0 | 0
5 ≤ u < 40 | 0 | 0 | 0 | 0 | 0 | 0
u < 5 | 0 | 0 | 0 | 0 | 0 | 0
Total | 0 | 0 | 0 | 0 | 0 | 0
PALT10(PT 10 PALTINOASA)¦ meter SN:1702334125532486
Tensiune reziduală u% | Durata t ms |  |  |  |  | Total
| 10 < t ≤ 200 | 200 < t ≤ 500 | 500 < t ≤ 1000 | 1000 < t ≤ 5000 | 5000 < t ≤ 60000
80 ≤ u < 90 | 0 | 0 | 0 | 0 | 0 | 0
70 ≤ u < 80 | 0 | 0 | 0 | 0 | 0 | 0
40 ≤ u < 70 | 0 | 0 | 0 | 0 | 0 | 0
5 ≤ u < 40 | 0 | 0 | 0 | 0 | 0 | 0
u < 5 | 0 | 0 | 0 | 0 | 0 | 0
Total | 0 | 0 | 0 | 0 | 0 | 0
PALT11(PT 11 PALTINOASA)¦ meter SN:1702434125895665
Tensiune reziduală u% | Durata t ms |  |  |  |  | Total
| 10 < t ≤ 200 | 200 < t ≤ 500 | 500 < t ≤ 1000 | 1000 < t ≤ 5000 | 5000 < t ≤ 60000
80 ≤ u < 90 | 0 | 0 | 0 | 0 | 0 | 0
70 ≤ u < 80 | 0 | 0 | 0 | 0 | 0 | 0
40 ≤ u < 70 | 0 | 0 | 0 | 0 | 0 | 0
5 ≤ u < 40 | 0 | 0 | 0 | 0 | 0 | 0
u < 5 | 0 | 0 | 0 | 0 | 0 | 0
Total | 0 | 0 | 0 | 0 | 0 | 0
VALM02(PT 2 V MOLDOVEI)¦ meter SN:1702434125895668
Tensiune reziduală u% | Durata t ms |  |  |  |  | Total
| 10 < t ≤ 200 | 200 < t ≤ 500 | 500 < t ≤ 1000 | 1000 < t ≤ 5000 | 5000 < t ≤ 60000
80 ≤ u < 90 | 0 | 0 | 0 | 0 | 0 | 0
70 ≤ u < 80 | 0 | 0 | 0 | 0 | 0 | 0
40 ≤ u < 70 | 0 | 0 | 0 | 0 | 0 | 0
5 ≤ u < 40 | 0 | 0 | 0 | 0 | 0 | 0
u < 5 | 0 | 0 | 0 | 0 | 0 | 0
Total | 0 | 0 | 0 | 0 | 0 | 0
VALM03(PT 3 V MOLDOVEI)¦ meter SN:1702434125895671
Tensiune reziduală u% | Durata t ms |  |  |  |  | Total
| 10 < t ≤ 200 | 200 < t ≤ 500 | 500 < t ≤ 1000 | 1000 < t ≤ 5000 | 5000 < t ≤ 60000
80 ≤ u < 90 | 0 | 0 | 0 | 0 | 0 | 0
70 ≤ u < 80 | 0 | 0 | 0 | 0 | 0 | 0
40 ≤ u < 70 | 0 | 0 | 0 | 0 | 0 | 0
5 ≤ u < 40 | 0 | 0 | 0 | 0 | 0 | 0
u < 5 | 0 | 0 | 0 | 0 | 0 | 0
Total | 0 | 0 | 0 | 0 | 0 | 0
VALM04(PT 4 V MOLDOVEI)¦ meter SN:1702434125895669
Tensiune reziduală u% | Durata t ms |  |  |  |  | Total
| 10 < t ≤ 200 | 200 < t ≤ 500 | 500 < t ≤ 1000 | 1000 < t ≤ 5000 | 5000 < t ≤ 60000
80 ≤ u < 90 | 0 | 0 | 0 | 0 | 0 | 0
70 ≤ u < 80 | 0 | 0 | 0 | 0 | 0 | 0
40 ≤ u < 70 | 0 | 0 | 0 | 0 | 0 | 0
5 ≤ u < 40 | 0 | 0 | 0 | 0 | 0 | 0
u < 5 | 0 | 0 | 0 | 0 | 0 | 0
Total | 0 | 0 | 0 | 0 | 0 | 0
VALM07(PT 7 VALEA MOLDOVEI)¦ meter SN:1702434125895663
Tensiune reziduală u% | Durata t ms |  |  |  |  | Total
| 10 < t ≤ 200 | 200 < t ≤ 500 | 500 < t ≤ 1000 | 1000 < t ≤ 5000 | 5000 < t ≤ 60000
80 ≤ u < 90 | 0 | 0 | 0 | 0 | 0 | 0
70 ≤ u < 80 | 0 | 0 | 0 | 0 | 0 | 0
40 ≤ u < 70 | 0 | 0 | 0 | 0 | 0 | 0
5 ≤ u < 40 | 0 | 0 | 0 | 0 | 0 | 0
u < 5 | 0 | 0 | 0 | 0 | 0 | 0
Total | 0 | 0 | 0 | 0 | 0 | 0
VALM08(PT 8 VALEA MOLDOVEI)¦ meter SN:1702434125895657
Tensiune reziduală u% | Durata t ms |  |  |  |  | Total
| 10 < t ≤ 200 | 200 < t ≤ 500 | 500 < t ≤ 1000 | 1000 < t ≤ 5000 | 5000 < t ≤ 60000
80 ≤ u < 90 | 0 | 0 | 0 | 0 | 0 | 0
70 ≤ u < 80 | 0 | 0 | 0 | 0 | 0 | 0
40 ≤ u < 70 | 0 | 0 | 0 | 0 | 0 | 0
5 ≤ u < 40 | 0 | 0 | 0 | 0 | 0 | 0
u < 5 | 0 | 0 | 0 | 0 | 0 | 0
Total | 0 | 0 | 0 | 0 | 0 | 0
VIDE01(PT 1 VF DEALULUI)¦ meter SN:1702234122711576
Tensiune reziduală u% | Durata t ms |  |  |  |  | Total
| 10 < t ≤ 200 | 200 < t ≤ 500 | 500 < t ≤ 1000 | 1000 < t ≤ 5000 | 5000 < t ≤ 60000
80 ≤ u < 90 | 0 | 0 | 0 | 0 | 0 | 0
70 ≤ u < 80 | 0 | 0 | 0 | 0 | 0 | 0
40 ≤ u < 70 | 0 | 0 | 0 | 0 | 0 | 0
5 ≤ u < 40 | 0 | 0 | 0 | 0 | 0 | 0
u < 5 | 0 | 0 | 0 | 0 | 0 | 0
Total | 0 | 0 | 0 | 0 | 0 | 0
BRAI05(PT 5 BRAIESTI)¦ meter SN:1702234122711473
Tensiune reziduală u% | Durata t ms |  |  |  |  | Total
| 10 < t ≤ 200 | 200 < t ≤ 500 | 500 < t ≤ 1000 | 1000 < t ≤ 5000 | 5000 < t ≤ 60000
80 ≤ u < 90 | 0 | 0 | 0 | 0 | 0 | 0
70 ≤ u < 80 | 0 | 0 | 0 | 0 | 0 | 0
40 ≤ u < 70 | 0 | 0 | 0 | 0 | 0 | 0
5 ≤ u < 40 | 0 | 0 | 0 | 0 | 0 | 0
u < 5 | 0 | 0 | 0 | 0 | 0 | 0
Total | 0 | 0 | 0 | 0 | 0 | 0

## SV22(ZONA CAMPULUNG)
CIM008(PT 8 CAMPULUNG)¦ meter SN:1702434125895619
Tensiune reziduală u% | Durata t ms |  |  |  |  | Total
| 10 < t ≤ 200 | 200 < t ≤ 500 | 500 < t ≤ 1000 | 1000 < t ≤ 5000 | 5000 < t ≤ 60000
80 ≤ u < 90 | 0 | 0 | 0 | 0 | 0 | 0
70 ≤ u < 80 | 0 | 0 | 0 | 0 | 0 | 0
40 ≤ u < 70 | 0 | 0 | 0 | 0 | 0 | 0
5 ≤ u < 40 | 0 | 0 | 0 | 0 | 0 | 0
u < 5 | 0 | 0 | 0 | 0 | 0 | 0
Total | 0 | 0 | 0 | 0 | 0 | 0
CIM015(PT 15 CAMPULUNG)¦ meter SN:1702234122711582
Tensiune reziduală u% | Durata t ms |  |  |  |  | Total
| 10 < t ≤ 200 | 200 < t ≤ 500 | 500 < t ≤ 1000 | 1000 < t ≤ 5000 | 5000 < t ≤ 60000
80 ≤ u < 90 | 0 | 0 | 0 | 4 | 0 | 4
70 ≤ u < 80 | 0 | 0 | 0 | 0 | 0 | 0
40 ≤ u < 70 | 0 | 0 | 0 | 0 | 0 | 0
5 ≤ u < 40 | 0 | 0 | 0 | 0 | 0 | 0
u < 5 | 0 | 0 | 0 | 0 | 0 | 0
Total | 0 | 0 | 0 | 4 | 0 | 4
CIM031(PT 31 CAMPULUNG)¦ meter SN:1702234122711579
Tensiune reziduală u% | Durata t ms |  |  |  |  | Total
| 10 < t ≤ 200 | 200 < t ≤ 500 | 500 < t ≤ 1000 | 1000 < t ≤ 5000 | 5000 < t ≤ 60000
80 ≤ u < 90 | 0 | 0 | 0 | 5 | 0 | 5
70 ≤ u < 80 | 0 | 0 | 0 | 0 | 0 | 0
40 ≤ u < 70 | 0 | 0 | 0 | 0 | 0 | 0
5 ≤ u < 40 | 0 | 0 | 0 | 0 | 0 | 0
u < 5 | 0 | 0 | 0 | 0 | 0 | 0
Total | 0 | 0 | 0 | 5 | 0 | 5
CIM036(PT 36 CAMPULUNG)¦ meter SN:1702234122645962
Tensiune reziduală u% | Durata t ms |  |  |  |  | Total
| 10 < t ≤ 200 | 200 < t ≤ 500 | 500 < t ≤ 1000 | 1000 < t ≤ 5000 | 5000 < t ≤ 60000
80 ≤ u < 90 | 0 | 0 | 0 | 1 | 0 | 1
70 ≤ u < 80 | 0 | 0 | 0 | 0 | 0 | 0
40 ≤ u < 70 | 0 | 0 | 0 | 0 | 0 | 0
5 ≤ u < 40 | 0 | 0 | 0 | 0 | 0 | 0
u < 5 | 0 | 0 | 0 | 0 | 0 | 0
Total | 0 | 0 | 0 | 1 | 0 | 1
CIM037(PT 37 CAMPULUNG)¦ meter SN:1009141000000476
Tensiune reziduală u% | Durata t ms |  |  |  |  | Total
| 10 < t ≤ 200 | 200 < t ≤ 500 | 500 < t ≤ 1000 | 1000 < t ≤ 5000 | 5000 < t ≤ 60000
80 ≤ u < 90 | 0 | 0 | 0 | 0 | 0 | 0
70 ≤ u < 80 | 0 | 0 | 0 | 0 | 0 | 0
40 ≤ u < 70 | 0 | 0 | 0 | 0 | 0 | 0
5 ≤ u < 40 | 0 | 0 | 0 | 0 | 0 | 0
u < 5 | 0 | 0 | 0 | 0 | 0 | 0
Total | 0 | 0 | 0 | 0 | 0 | 0
CIM041(PT 41 CAMPULUNG)¦ meter SN:1702434125895658
Tensiune reziduală u% | Durata t ms |  |  |  |  | Total
| 10 < t ≤ 200 | 200 < t ≤ 500 | 500 < t ≤ 1000 | 1000 < t ≤ 5000 | 5000 < t ≤ 60000
80 ≤ u < 90 | 0 | 0 | 0 | 0 | 0 | 0
70 ≤ u < 80 | 0 | 0 | 0 | 0 | 0 | 0
40 ≤ u < 70 | 0 | 0 | 0 | 0 | 0 | 0
5 ≤ u < 40 | 0 | 0 | 0 | 0 | 0 | 0
u < 5 | 0 | 0 | 0 | 0 | 0 | 0
Total | 0 | 0 | 0 | 0 | 0 | 0
CIM042(PT 42 CAMPULUNG)¦ meter SN:1702234122645961
Tensiune reziduală u% | Durata t ms |  |  |  |  | Total
| 10 < t ≤ 200 | 200 < t ≤ 500 | 500 < t ≤ 1000 | 1000 < t ≤ 5000 | 5000 < t ≤ 60000
80 ≤ u < 90 | 0 | 0 | 0 | 3 | 0 | 3
70 ≤ u < 80 | 0 | 0 | 0 | 0 | 0 | 0
40 ≤ u < 70 | 0 | 0 | 0 | 0 | 0 | 0
5 ≤ u < 40 | 0 | 0 | 0 | 0 | 0 | 0
u < 5 | 0 | 0 | 0 | 0 | 0 | 0
Total | 0 | 0 | 0 | 3 | 0 | 3
CIM047(PT 47 CAMPULUNG)¦ meter SN:1702234122711600
Tensiune reziduală u% | Durata t ms |  |  |  |  | Total
| 10 < t ≤ 200 | 200 < t ≤ 500 | 500 < t ≤ 1000 | 1000 < t ≤ 5000 | 5000 < t ≤ 60000
80 ≤ u < 90 | 0 | 0 | 0 | 0 | 0 | 0
70 ≤ u < 80 | 0 | 0 | 0 | 0 | 0 | 0
40 ≤ u < 70 | 0 | 0 | 0 | 0 | 0 | 0
5 ≤ u < 40 | 0 | 0 | 0 | 0 | 0 | 0
u < 5 | 0 | 0 | 0 | 0 | 0 | 0
Total | 0 | 0 | 0 | 0 | 0 | 0
CIM055(PT 55 CAMPULUNG)¦ meter SN:1702234122645960
Tensiune reziduală u% | Durata t ms |  |  |  |  | Total
| 10 < t ≤ 200 | 200 < t ≤ 500 | 500 < t ≤ 1000 | 1000 < t ≤ 5000 | 5000 < t ≤ 60000
80 ≤ u < 90 | 0 | 0 | 0 | 4 | 0 | 4
70 ≤ u < 80 | 0 | 0 | 0 | 0 | 0 | 0
40 ≤ u < 70 | 0 | 0 | 0 | 0 | 0 | 0
5 ≤ u < 40 | 0 | 0 | 0 | 0 | 0 | 0
u < 5 | 0 | 0 | 0 | 0 | 0 | 0
Total | 0 | 0 | 0 | 4 | 0 | 4
CIM059(PT 59 CAMPULUNG)¦ meter SN:1702334123717821
Tensiune reziduală u% | Durata t ms |  |  |  |  | Total
| 10 < t ≤ 200 | 200 < t ≤ 500 | 500 < t ≤ 1000 | 1000 < t ≤ 5000 | 5000 < t ≤ 60000
80 ≤ u < 90 | 0 | 0 | 0 | 0 | 0 | 0
70 ≤ u < 80 | 0 | 0 | 0 | 0 | 0 | 0
40 ≤ u < 70 | 0 | 0 | 0 | 0 | 0 | 0
5 ≤ u < 40 | 0 | 0 | 0 | 0 | 0 | 0
u < 5 | 0 | 0 | 0 | 0 | 0 | 0
Total | 0 | 0 | 0 | 0 | 0 | 0
CIM078(PT 78 CAMPULUNG)¦ meter SN:1702234122711224
Tensiune reziduală u% | Durata t ms |  |  |  |  | Total
| 10 < t ≤ 200 | 200 < t ≤ 500 | 500 < t ≤ 1000 | 1000 < t ≤ 5000 | 5000 < t ≤ 60000
80 ≤ u < 90 | 0 | 0 | 0 | 4 | 0 | 4
70 ≤ u < 80 | 0 | 0 | 0 | 0 | 0 | 0
40 ≤ u < 70 | 0 | 0 | 0 | 0 | 0 | 0
5 ≤ u < 40 | 0 | 0 | 0 | 0 | 0 | 0
u < 5 | 0 | 0 | 0 | 0 | 0 | 0
Total | 0 | 0 | 0 | 4 | 0 | 4
CIM084(PT 84 CAMPULUNG)¦ meter SN:1702434125895621
Tensiune reziduală u% | Durata t ms |  |  |  |  | Total
| 10 < t ≤ 200 | 200 < t ≤ 500 | 500 < t ≤ 1000 | 1000 < t ≤ 5000 | 5000 < t ≤ 60000
80 ≤ u < 90 | 0 | 0 | 0 | 0 | 0 | 0
70 ≤ u < 80 | 0 | 0 | 0 | 0 | 0 | 0
40 ≤ u < 70 | 0 | 0 | 0 | 0 | 0 | 0
5 ≤ u < 40 | 0 | 0 | 0 | 0 | 0 | 0
u < 5 | 0 | 0 | 0 | 0 | 0 | 0
Total | 0 | 0 | 0 | 0 | 0 | 0
FNDM03(PT 3 FUNDU MOLDOVEI)¦ meter SN:1702234122711262
Tensiune reziduală u% | Durata t ms |  |  |  |  | Total
| 10 < t ≤ 200 | 200 < t ≤ 500 | 500 < t ≤ 1000 | 1000 < t ≤ 5000 | 5000 < t ≤ 60000
80 ≤ u < 90 | 0 | 0 | 0 | 8 | 0 | 8
70 ≤ u < 80 | 0 | 0 | 0 | 0 | 0 | 0
40 ≤ u < 70 | 0 | 0 | 0 | 0 | 0 | 0
5 ≤ u < 40 | 0 | 0 | 0 | 0 | 0 | 0
u < 5 | 0 | 0 | 0 | 0 | 0 | 0
Total | 0 | 0 | 0 | 8 | 0 | 8
FNDM15(PT 15 FUNDU MOLDOVEI)¦ meter SN:1702234122711491
Tensiune reziduală u% | Durata t ms |  |  |  |  | Total
| 10 < t ≤ 200 | 200 < t ≤ 500 | 500 < t ≤ 1000 | 1000 < t ≤ 5000 | 5000 < t ≤ 60000
80 ≤ u < 90 | 0 | 0 | 0 | 1 | 0 | 1
70 ≤ u < 80 | 0 | 0 | 0 | 0 | 0 | 0
40 ≤ u < 70 | 0 | 0 | 0 | 0 | 0 | 0
5 ≤ u < 40 | 0 | 0 | 0 | 0 | 0 | 0
u < 5 | 0 | 0 | 0 | 0 | 0 | 0
Total | 0 | 0 | 0 | 1 | 0 | 1
POJO01(PT 1 POJORATA)¦ meter SN:1702434125831898
Tensiune reziduală u% | Durata t ms |  |  |  |  | Total
| 10 < t ≤ 200 | 200 < t ≤ 500 | 500 < t ≤ 1000 | 1000 < t ≤ 5000 | 5000 < t ≤ 60000
80 ≤ u < 90 | 0 | 0 | 0 | 0 | 0 | 0
70 ≤ u < 80 | 0 | 0 | 0 | 0 | 0 | 0
40 ≤ u < 70 | 0 | 0 | 0 | 0 | 0 | 0
5 ≤ u < 40 | 0 | 0 | 0 | 0 | 0 | 0
u < 5 | 0 | 0 | 0 | 0 | 0 | 0
Total | 0 | 0 | 0 | 0 | 0 | 0
POJO02(PT 2 POJORATA)¦ meter SN:1702434125831902
Tensiune reziduală u% | Durata t ms |  |  |  |  | Total
| 10 < t ≤ 200 | 200 < t ≤ 500 | 500 < t ≤ 1000 | 1000 < t ≤ 5000 | 5000 < t ≤ 60000
80 ≤ u < 90 | 0 | 0 | 0 | 0 | 0 | 0
70 ≤ u < 80 | 0 | 0 | 0 | 0 | 0 | 0
40 ≤ u < 70 | 0 | 0 | 0 | 0 | 0 | 0
5 ≤ u < 40 | 0 | 0 | 0 | 0 | 0 | 0
u < 5 | 0 | 0 | 0 | 0 | 0 | 0
Total | 0 | 0 | 0 | 0 | 0 | 0
POJO04(PT 4 POJORATA)¦ meter SN:1702434125831891
Tensiune reziduală u% | Durata t ms |  |  |  |  | Total
| 10 < t ≤ 200 | 200 < t ≤ 500 | 500 < t ≤ 1000 | 1000 < t ≤ 5000 | 5000 < t ≤ 60000
80 ≤ u < 90 | 0 | 0 | 0 | 2 | 0 | 2
70 ≤ u < 80 | 0 | 0 | 0 | 0 | 0 | 0
40 ≤ u < 70 | 0 | 0 | 0 | 0 | 0 | 0
5 ≤ u < 40 | 0 | 0 | 0 | 0 | 0 | 0
u < 5 | 0 | 0 | 0 | 0 | 0 | 0
Total | 0 | 0 | 0 | 2 | 0 | 2
POJO10(PT 10 POJORATA)¦ meter SN:1702434125831876
Tensiune reziduală u% | Durata t ms |  |  |  |  | Total
| 10 < t ≤ 200 | 200 < t ≤ 500 | 500 < t ≤ 1000 | 1000 < t ≤ 5000 | 5000 < t ≤ 60000
80 ≤ u < 90 | 0 | 0 | 0 | 2 | 0 | 2
70 ≤ u < 80 | 0 | 0 | 0 | 0 | 0 | 0
40 ≤ u < 70 | 0 | 0 | 0 | 0 | 0 | 0
5 ≤ u < 40 | 0 | 0 | 0 | 0 | 0 | 0
u < 5 | 0 | 0 | 0 | 0 | 0 | 0
Total | 0 | 0 | 0 | 2 | 0 | 2
POJO11(PT 11 POJORATA)¦ meter SN:1702434125831875
Tensiune reziduală u% | Durata t ms |  |  |  |  | Total
| 10 < t ≤ 200 | 200 < t ≤ 500 | 500 < t ≤ 1000 | 1000 < t ≤ 5000 | 5000 < t ≤ 60000
80 ≤ u < 90 | 0 | 0 | 0 | 3 | 0 | 3
70 ≤ u < 80 | 0 | 0 | 0 | 0 | 0 | 0
40 ≤ u < 70 | 0 | 0 | 0 | 0 | 0 | 0
5 ≤ u < 40 | 0 | 0 | 0 | 0 | 0 | 0
u < 5 | 0 | 0 | 0 | 0 | 0 | 0
Total | 0 | 0 | 0 | 3 | 0 | 3
POJO14(PT 14 POJORATA)¦ meter SN:1702434125831892
Tensiune reziduală u% | Durata t ms |  |  |  |  | Total
| 10 < t ≤ 200 | 200 < t ≤ 500 | 500 < t ≤ 1000 | 1000 < t ≤ 5000 | 5000 < t ≤ 60000
80 ≤ u < 90 | 0 | 0 | 0 | 2 | 0 | 2
70 ≤ u < 80 | 0 | 0 | 0 | 0 | 0 | 0
40 ≤ u < 70 | 0 | 0 | 0 | 0 | 0 | 0
5 ≤ u < 40 | 0 | 0 | 0 | 0 | 0 | 0
u < 5 | 0 | 0 | 0 | 0 | 0 | 0
Total | 0 | 0 | 0 | 2 | 0 | 2
POJO17(PT 17 POJORATA)¦ meter SN:1702434125831894
Tensiune reziduală u% | Durata t ms |  |  |  |  | Total
| 10 < t ≤ 200 | 200 < t ≤ 500 | 500 < t ≤ 1000 | 1000 < t ≤ 5000 | 5000 < t ≤ 60000
80 ≤ u < 90 | 0 | 0 | 0 | 0 | 0 | 0
70 ≤ u < 80 | 0 | 0 | 0 | 0 | 0 | 0
40 ≤ u < 70 | 0 | 0 | 0 | 0 | 0 | 0
5 ≤ u < 40 | 0 | 0 | 0 | 0 | 0 | 0
u < 5 | 0 | 0 | 0 | 0 | 0 | 0
Total | 0 | 0 | 0 | 0 | 0 | 0
POJO18(PT 18 POJORATA)¦ meter SN:1702434125831874
Tensiune reziduală u% | Durata t ms |  |  |  |  | Total
| 10 < t ≤ 200 | 200 < t ≤ 500 | 500 < t ≤ 1000 | 1000 < t ≤ 5000 | 5000 < t ≤ 60000
80 ≤ u < 90 | 0 | 0 | 0 | 2 | 0 | 2
70 ≤ u < 80 | 0 | 0 | 0 | 0 | 0 | 0
40 ≤ u < 70 | 0 | 0 | 0 | 0 | 0 | 0
5 ≤ u < 40 | 0 | 0 | 0 | 0 | 0 | 0
u < 5 | 0 | 0 | 0 | 0 | 0 | 0
Total | 0 | 0 | 0 | 2 | 0 | 2
POJO25(PT 25 POJORATA)¦ meter SN:1702434125831901
Tensiune reziduală u% | Durata t ms |  |  |  |  | Total
| 10 < t ≤ 200 | 200 < t ≤ 500 | 500 < t ≤ 1000 | 1000 < t ≤ 5000 | 5000 < t ≤ 60000
80 ≤ u < 90 | 0 | 0 | 0 | 0 | 0 | 0
70 ≤ u < 80 | 0 | 0 | 0 | 0 | 0 | 0
40 ≤ u < 70 | 0 | 0 | 0 | 0 | 0 | 0
5 ≤ u < 40 | 0 | 0 | 0 | 0 | 0 | 0
u < 5 | 0 | 0 | 0 | 0 | 0 | 0
Total | 0 | 0 | 0 | 0 | 0 | 0
RARA02(PT 2 RARAU)¦ meter SN:1702434125831888
Tensiune reziduală u% | Durata t ms |  |  |  |  | Total
| 10 < t ≤ 200 | 200 < t ≤ 500 | 500 < t ≤ 1000 | 1000 < t ≤ 5000 | 5000 < t ≤ 60000
80 ≤ u < 90 | 0 | 0 | 0 | 1 | 0 | 1
70 ≤ u < 80 | 0 | 0 | 0 | 0 | 0 | 0
40 ≤ u < 70 | 0 | 0 | 0 | 0 | 0 | 0
5 ≤ u < 40 | 0 | 0 | 0 | 0 | 0 | 0
u < 5 | 0 | 0 | 0 | 0 | 0 | 0
Total | 0 | 0 | 0 | 1 | 0 | 1
VAMA01(PT 1 VAMA)¦ meter SN:1702434125831878
Tensiune reziduală u% | Durata t ms |  |  |  |  | Total
| 10 < t ≤ 200 | 200 < t ≤ 500 | 500 < t ≤ 1000 | 1000 < t ≤ 5000 | 5000 < t ≤ 60000
80 ≤ u < 90 | 0 | 0 | 0 | 4 | 0 | 4
70 ≤ u < 80 | 0 | 0 | 0 | 0 | 0 | 0
40 ≤ u < 70 | 0 | 0 | 0 | 0 | 0 | 0
5 ≤ u < 40 | 0 | 0 | 0 | 0 | 0 | 0
u < 5 | 0 | 0 | 0 | 0 | 0 | 0
Total | 0 | 0 | 0 | 4 | 0 | 4
VAMA02(PT 2 VAMA)¦ meter SN:1702434125831897
Tensiune reziduală u% | Durata t ms |  |  |  |  | Total
| 10 < t ≤ 200 | 200 < t ≤ 500 | 500 < t ≤ 1000 | 1000 < t ≤ 5000 | 5000 < t ≤ 60000
80 ≤ u < 90 | 0 | 0 | 0 | 4 | 0 | 4
70 ≤ u < 80 | 0 | 0 | 0 | 0 | 0 | 0
40 ≤ u < 70 | 0 | 0 | 0 | 0 | 0 | 0
5 ≤ u < 40 | 0 | 0 | 0 | 0 | 0 | 0
u < 5 | 0 | 0 | 0 | 0 | 0 | 0
Total | 0 | 0 | 0 | 4 | 0 | 4
VAMA03(PT 3 VAMA)¦ meter SN:1702334123717820
Tensiune reziduală u% | Durata t ms |  |  |  |  | Total
| 10 < t ≤ 200 | 200 < t ≤ 500 | 500 < t ≤ 1000 | 1000 < t ≤ 5000 | 5000 < t ≤ 60000
80 ≤ u < 90 | 0 | 0 | 0 | 1 | 0 | 1
70 ≤ u < 80 | 0 | 0 | 0 | 0 | 0 | 0
40 ≤ u < 70 | 0 | 0 | 0 | 0 | 0 | 0
5 ≤ u < 40 | 0 | 0 | 0 | 0 | 0 | 0
u < 5 | 0 | 0 | 0 | 0 | 0 | 0
Total | 0 | 0 | 0 | 1 | 0 | 1
VAMA12(PT 12 VAMA)¦ meter SN:1702334123978823
Tensiune reziduală u% | Durata t ms |  |  |  |  | Total
| 10 < t ≤ 200 | 200 < t ≤ 500 | 500 < t ≤ 1000 | 1000 < t ≤ 5000 | 5000 < t ≤ 60000
80 ≤ u < 90 | 0 | 0 | 0 | 0 | 0 | 0
70 ≤ u < 80 | 0 | 0 | 0 | 0 | 0 | 0
40 ≤ u < 70 | 0 | 0 | 0 | 0 | 0 | 0
5 ≤ u < 40 | 0 | 0 | 0 | 0 | 0 | 0
u < 5 | 0 | 0 | 0 | 0 | 0 | 0
Total | 0 | 0 | 0 | 0 | 0 | 0
VAMA14(PT 14 VAMA)¦ meter SN:1702334123717825
Tensiune reziduală u% | Durata t ms |  |  |  |  | Total
| 10 < t ≤ 200 | 200 < t ≤ 500 | 500 < t ≤ 1000 | 1000 < t ≤ 5000 | 5000 < t ≤ 60000
80 ≤ u < 90 | 0 | 0 | 0 | 0 | 0 | 0
70 ≤ u < 80 | 0 | 0 | 0 | 0 | 0 | 0
40 ≤ u < 70 | 0 | 0 | 0 | 0 | 0 | 0
5 ≤ u < 40 | 0 | 0 | 0 | 0 | 0 | 0
u < 5 | 0 | 0 | 0 | 0 | 0 | 0
Total | 0 | 0 | 0 | 0 | 0 | 0
BREA02(PT 2 BREAZA)¦ meter SN:1009141000000849
Tensiune reziduală u% | Durata t ms |  |  |  |  | Total
| 10 < t ≤ 200 | 200 < t ≤ 500 | 500 < t ≤ 1000 | 1000 < t ≤ 5000 | 5000 < t ≤ 60000
80 ≤ u < 90 | 0 | 0 | 0 | 0 | 0 | 0
70 ≤ u < 80 | 0 | 0 | 0 | 0 | 0 | 0
40 ≤ u < 70 | 0 | 0 | 0 | 0 | 0 | 0
5 ≤ u < 40 | 0 | 0 | 0 | 0 | 0 | 0
u < 5 | 0 | 0 | 0 | 0 | 0 | 0
Total | 0 | 0 | 0 | 0 | 0 | 0
FNDM01(PT 1 FUNDU MOLDOVEI)¦ meter SN:1702234122711263
Tensiune reziduală u% | Durata t ms |  |  |  |  | Total
| 10 < t ≤ 200 | 200 < t ≤ 500 | 500 < t ≤ 1000 | 1000 < t ≤ 5000 | 5000 < t ≤ 60000
80 ≤ u < 90 | 0 | 0 | 0 | 3 | 0 | 3
70 ≤ u < 80 | 0 | 0 | 0 | 0 | 0 | 0
40 ≤ u < 70 | 0 | 0 | 0 | 0 | 0 | 0
5 ≤ u < 40 | 0 | 0 | 0 | 0 | 0 | 0
u < 5 | 0 | 0 | 0 | 0 | 0 | 0
Total | 0 | 0 | 0 | 3 | 0 | 3
FNDM02(PT 2 FUNDU MOLDOVEI)¦ meter SN:1702234122711583
Tensiune reziduală u% | Durata t ms |  |  |  |  | Total
| 10 < t ≤ 200 | 200 < t ≤ 500 | 500 < t ≤ 1000 | 1000 < t ≤ 5000 | 5000 < t ≤ 60000
80 ≤ u < 90 | 0 | 0 | 0 | 0 | 0 | 0
70 ≤ u < 80 | 0 | 0 | 0 | 0 | 0 | 0
40 ≤ u < 70 | 0 | 0 | 0 | 0 | 0 | 0
5 ≤ u < 40 | 0 | 0 | 0 | 0 | 0 | 0
u < 5 | 0 | 0 | 0 | 0 | 0 | 0
Total | 0 | 0 | 0 | 0 | 0 | 0
FNDM14(PT 14 FUNDU MOLDOVEI)¦ meter SN:1702234122711580
Tensiune reziduală u% | Durata t ms |  |  |  |  | Total
| 10 < t ≤ 200 | 200 < t ≤ 500 | 500 < t ≤ 1000 | 1000 < t ≤ 5000 | 5000 < t ≤ 60000
80 ≤ u < 90 | 0 | 0 | 0 | 10 | 0 | 10
70 ≤ u < 80 | 0 | 0 | 0 | 0 | 0 | 0
40 ≤ u < 70 | 0 | 0 | 0 | 0 | 0 | 0
5 ≤ u < 40 | 0 | 0 | 0 | 0 | 0 | 0
u < 5 | 0 | 0 | 0 | 0 | 0 | 0
Total | 0 | 0 | 0 | 10 | 0 | 10
FNDM20(PT 20 FUNDU MOLDOVEI)¦ meter SN:1702234122711581
Tensiune reziduală u% | Durata t ms |  |  |  |  | Total
| 10 < t ≤ 200 | 200 < t ≤ 500 | 500 < t ≤ 1000 | 1000 < t ≤ 5000 | 5000 < t ≤ 60000
80 ≤ u < 90 | 0 | 0 | 0 | 6 | 0 | 6
70 ≤ u < 80 | 0 | 0 | 0 | 0 | 0 | 0
40 ≤ u < 70 | 0 | 0 | 0 | 0 | 0 | 0
5 ≤ u < 40 | 0 | 0 | 0 | 0 | 0 | 0
u < 5 | 0 | 0 | 0 | 0 | 0 | 0
Total | 0 | 0 | 0 | 6 | 0 | 6
POJO05(PT 5 POJORATA)¦ meter SN:1702334124027377
Tensiune reziduală u% | Durata t ms |  |  |  |  | Total
| 10 < t ≤ 200 | 200 < t ≤ 500 | 500 < t ≤ 1000 | 1000 < t ≤ 5000 | 5000 < t ≤ 60000
80 ≤ u < 90 | 0 | 0 | 0 | 0 | 0 | 0
70 ≤ u < 80 | 0 | 0 | 0 | 0 | 0 | 0
40 ≤ u < 70 | 0 | 0 | 0 | 0 | 0 | 0
5 ≤ u < 40 | 0 | 0 | 0 | 0 | 0 | 0
u < 5 | 0 | 0 | 0 | 0 | 0 | 0
Total | 0 | 0 | 0 | 0 | 0 | 0
POJO06(PT 6 POJORATA)¦ meter SN:1702434125831893
Tensiune reziduală u% | Durata t ms |  |  |  |  | Total
| 10 < t ≤ 200 | 200 < t ≤ 500 | 500 < t ≤ 1000 | 1000 < t ≤ 5000 | 5000 < t ≤ 60000
80 ≤ u < 90 | 0 | 0 | 0 | 2 | 0 | 2
70 ≤ u < 80 | 0 | 0 | 0 | 0 | 0 | 0
40 ≤ u < 70 | 0 | 0 | 0 | 0 | 0 | 0
5 ≤ u < 40 | 0 | 0 | 0 | 0 | 0 | 0
u < 5 | 0 | 0 | 0 | 0 | 0 | 0
Total | 0 | 0 | 0 | 2 | 0 | 2
POJO07(PT 7 POJORATA)¦ meter SN:1702434125831900
Tensiune reziduală u% | Durata t ms |  |  |  |  | Total
| 10 < t ≤ 200 | 200 < t ≤ 500 | 500 < t ≤ 1000 | 1000 < t ≤ 5000 | 5000 < t ≤ 60000
80 ≤ u < 90 | 0 | 0 | 0 | 1 | 0 | 1
70 ≤ u < 80 | 0 | 0 | 0 | 0 | 0 | 0
40 ≤ u < 70 | 0 | 0 | 0 | 0 | 0 | 0
5 ≤ u < 40 | 0 | 0 | 0 | 0 | 0 | 0
u < 5 | 0 | 0 | 0 | 0 | 0 | 0
Total | 0 | 0 | 0 | 1 | 0 | 1
POJO08(PT 8 POJORATA)¦ meter SN:1702434125831899
Tensiune reziduală u% | Durata t ms |  |  |  |  | Total
| 10 < t ≤ 200 | 200 < t ≤ 500 | 500 < t ≤ 1000 | 1000 < t ≤ 5000 | 5000 < t ≤ 60000
80 ≤ u < 90 | 0 | 0 | 0 | 6 | 0 | 6
70 ≤ u < 80 | 0 | 0 | 0 | 0 | 0 | 0
40 ≤ u < 70 | 0 | 0 | 0 | 0 | 0 | 0
5 ≤ u < 40 | 0 | 0 | 0 | 0 | 0 | 0
u < 5 | 0 | 0 | 0 | 0 | 0 | 0
Total | 0 | 0 | 0 | 6 | 0 | 6
POJO09(PT 9 POJORATA)¦ meter SN:1702434125831896
Tensiune reziduală u% | Durata t ms |  |  |  |  | Total
| 10 < t ≤ 200 | 200 < t ≤ 500 | 500 < t ≤ 1000 | 1000 < t ≤ 5000 | 5000 < t ≤ 60000
80 ≤ u < 90 | 0 | 0 | 0 | 1 | 0 | 1
70 ≤ u < 80 | 0 | 0 | 0 | 0 | 0 | 0
40 ≤ u < 70 | 0 | 0 | 0 | 0 | 0 | 0
5 ≤ u < 40 | 0 | 0 | 0 | 0 | 0 | 0
u < 5 | 0 | 0 | 0 | 0 | 0 | 0
Total | 0 | 0 | 0 | 1 | 0 | 1
VAPU02(PT 2 VALEA PUTNEI)¦ meter SN:1702234122711261
Tensiune reziduală u% | Durata t ms |  |  |  |  | Total
| 10 < t ≤ 200 | 200 < t ≤ 500 | 500 < t ≤ 1000 | 1000 < t ≤ 5000 | 5000 < t ≤ 60000
80 ≤ u < 90 | 0 | 0 | 0 | 11 | 0 | 11
70 ≤ u < 80 | 0 | 0 | 0 | 0 | 0 | 0
40 ≤ u < 70 | 0 | 0 | 0 | 0 | 0 | 0
5 ≤ u < 40 | 0 | 0 | 0 | 0 | 0 | 0
u < 5 | 0 | 0 | 0 | 0 | 0 | 0
Total | 0 | 0 | 0 | 11 | 0 | 11
VAPU03(PT 3 VALEA PUTNEI)¦ meter SN:1702234122711264
Tensiune reziduală u% | Durata t ms |  |  |  |  | Total
| 10 < t ≤ 200 | 200 < t ≤ 500 | 500 < t ≤ 1000 | 1000 < t ≤ 5000 | 5000 < t ≤ 60000
80 ≤ u < 90 | 0 | 0 | 0 | 1 | 0 | 1
70 ≤ u < 80 | 0 | 0 | 0 | 0 | 0 | 0
40 ≤ u < 70 | 0 | 0 | 0 | 0 | 0 | 0
5 ≤ u < 40 | 0 | 0 | 0 | 0 | 0 | 0
u < 5 | 0 | 0 | 0 | 0 | 0 | 0
Total | 0 | 0 | 0 | 1 | 0 | 1
VAPU06(PT 6 VALEA PUTNEI)¦ meter SN:1702234122711598
Tensiune reziduală u% | Durata t ms |  |  |  |  | Total
| 10 < t ≤ 200 | 200 < t ≤ 500 | 500 < t ≤ 1000 | 1000 < t ≤ 5000 | 5000 < t ≤ 60000
80 ≤ u < 90 | 0 | 0 | 0 | 28 | 57 | 85
70 ≤ u < 80 | 0 | 0 | 0 | 0 | 0 | 0
40 ≤ u < 70 | 0 | 0 | 0 | 0 | 0 | 0
5 ≤ u < 40 | 0 | 0 | 0 | 0 | 0 | 0
u < 5 | 0 | 0 | 0 | 0 | 0 | 0
Total | 0 | 0 | 0 | 28 | 57 | 85
VAPU07(PT 7 VALEA PUTNEI)¦ meter SN:1702234122711597
Tensiune reziduală u% | Durata t ms |  |  |  |  | Total
| 10 < t ≤ 200 | 200 < t ≤ 500 | 500 < t ≤ 1000 | 1000 < t ≤ 5000 | 5000 < t ≤ 60000
80 ≤ u < 90 | 0 | 0 | 0 | 2 | 0 | 2
70 ≤ u < 80 | 0 | 0 | 0 | 0 | 0 | 0
40 ≤ u < 70 | 0 | 0 | 0 | 0 | 0 | 0
5 ≤ u < 40 | 0 | 0 | 0 | 0 | 0 | 0
u < 5 | 0 | 0 | 0 | 0 | 0 | 0
Total | 0 | 0 | 0 | 2 | 0 | 2
FRUM02(PT 2 FRUMOSU)¦ meter SN:1702334124027342
Tensiune reziduală u% | Durata t ms |  |  |  |  | Total
| 10 < t ≤ 200 | 200 < t ≤ 500 | 500 < t ≤ 1000 | 1000 < t ≤ 5000 | 5000 < t ≤ 60000
80 ≤ u < 90 | 0 | 0 | 0 | 0 | 0 | 0
70 ≤ u < 80 | 0 | 0 | 0 | 0 | 0 | 0
40 ≤ u < 70 | 0 | 0 | 0 | 0 | 0 | 0
5 ≤ u < 40 | 0 | 0 | 0 | 0 | 0 | 0
u < 5 | 0 | 0 | 0 | 0 | 0 | 0
Total | 0 | 0 | 0 | 0 | 0 | 0
MOLI05(PT 5 MOLID)¦ meter SN:1702434126423043
Tensiune reziduală u% | Durata t ms |  |  |  |  | Total
| 10 < t ≤ 200 | 200 < t ≤ 500 | 500 < t ≤ 1000 | 1000 < t ≤ 5000 | 5000 < t ≤ 60000
80 ≤ u < 90 | 0 | 0 | 0 | 0 | 0 | 0
70 ≤ u < 80 | 0 | 0 | 0 | 0 | 0 | 0
40 ≤ u < 70 | 0 | 0 | 0 | 0 | 0 | 0
5 ≤ u < 40 | 0 | 0 | 0 | 0 | 0 | 0
u < 5 | 0 | 0 | 0 | 0 | 0 | 0
Total | 0 | 0 | 0 | 0 | 0 | 0
MOLI06(PT 6 MOLID)¦ meter SN:1702434126423040
Tensiune reziduală u% | Durata t ms |  |  |  |  | Total
| 10 < t ≤ 200 | 200 < t ≤ 500 | 500 < t ≤ 1000 | 1000 < t ≤ 5000 | 5000 < t ≤ 60000
80 ≤ u < 90 | 0 | 0 | 0 | 0 | 0 | 0
70 ≤ u < 80 | 0 | 0 | 0 | 0 | 0 | 0
40 ≤ u < 70 | 0 | 0 | 0 | 0 | 0 | 0
5 ≤ u < 40 | 0 | 0 | 0 | 0 | 0 | 0
u < 5 | 0 | 0 | 0 | 0 | 0 | 0
Total | 0 | 0 | 0 | 0 | 0 | 0
MOLI07(PT 7 MOLID)¦ meter SN:1702334124027346
Tensiune reziduală u% | Durata t ms |  |  |  |  | Total
| 10 < t ≤ 200 | 200 < t ≤ 500 | 500 < t ≤ 1000 | 1000 < t ≤ 5000 | 5000 < t ≤ 60000
80 ≤ u < 90 | 0 | 0 | 0 | 0 | 0 | 0
70 ≤ u < 80 | 0 | 0 | 0 | 0 | 0 | 0
40 ≤ u < 70 | 0 | 0 | 0 | 0 | 0 | 0
5 ≤ u < 40 | 0 | 0 | 0 | 0 | 0 | 0
u < 5 | 0 | 0 | 0 | 0 | 0 | 0
Total | 0 | 0 | 0 | 0 | 0 | 0
VAMA05(PT 5 VAMA)¦ meter SN:1702434125831895
Tensiune reziduală u% | Durata t ms |  |  |  |  | Total
| 10 < t ≤ 200 | 200 < t ≤ 500 | 500 < t ≤ 1000 | 1000 < t ≤ 5000 | 5000 < t ≤ 60000
80 ≤ u < 90 | 0 | 0 | 0 | 1 | 0 | 1
70 ≤ u < 80 | 0 | 0 | 0 | 0 | 0 | 0
40 ≤ u < 70 | 0 | 0 | 0 | 0 | 0 | 0
5 ≤ u < 40 | 0 | 0 | 0 | 0 | 0 | 0
u < 5 | 0 | 0 | 0 | 0 | 0 | 0
Total | 0 | 0 | 0 | 1 | 0 | 1
VAMA06(PT 6 VAMA)¦ meter SN:1702434125831887
Tensiune reziduală u% | Durata t ms |  |  |  |  | Total
| 10 < t ≤ 200 | 200 < t ≤ 500 | 500 < t ≤ 1000 | 1000 < t ≤ 5000 | 5000 < t ≤ 60000
80 ≤ u < 90 | 0 | 0 | 0 | 0 | 0 | 0
70 ≤ u < 80 | 0 | 0 | 0 | 0 | 0 | 0
40 ≤ u < 70 | 0 | 0 | 0 | 0 | 0 | 0
5 ≤ u < 40 | 0 | 0 | 0 | 0 | 0 | 0
u < 5 | 0 | 0 | 0 | 0 | 0 | 0
Total | 0 | 0 | 0 | 0 | 0 | 0
VAMA07(PT 7 VAMA)¦ meter SN:1702334123717822
Tensiune reziduală u% | Durata t ms |  |  |  |  | Total
| 10 < t ≤ 200 | 200 < t ≤ 500 | 500 < t ≤ 1000 | 1000 < t ≤ 5000 | 5000 < t ≤ 60000
80 ≤ u < 90 | 0 | 0 | 0 | 0 | 0 | 0
70 ≤ u < 80 | 0 | 0 | 0 | 0 | 0 | 0
40 ≤ u < 70 | 0 | 0 | 0 | 0 | 0 | 0
5 ≤ u < 40 | 0 | 0 | 0 | 0 | 0 | 0
u < 5 | 0 | 0 | 0 | 0 | 0 | 0
Total | 0 | 0 | 0 | 0 | 0 | 0
VAMA08(PT 8 VAMA)¦ meter SN:1702334123717823
Tensiune reziduală u% | Durata t ms |  |  |  |  | Total
| 10 < t ≤ 200 | 200 < t ≤ 500 | 500 < t ≤ 1000 | 1000 < t ≤ 5000 | 5000 < t ≤ 60000
80 ≤ u < 90 | 0 | 0 | 0 | 0 | 0 | 0
70 ≤ u < 80 | 0 | 0 | 0 | 0 | 0 | 0
40 ≤ u < 70 | 0 | 0 | 0 | 0 | 0 | 0
5 ≤ u < 40 | 0 | 0 | 0 | 0 | 0 | 0
u < 5 | 0 | 0 | 0 | 0 | 0 | 0
Total | 0 | 0 | 0 | 0 | 0 | 0
VAMA09(PT 9 VAMA)¦ meter SN:1702334123717827
Tensiune reziduală u% | Durata t ms |  |  |  |  | Total
| 10 < t ≤ 200 | 200 < t ≤ 500 | 500 < t ≤ 1000 | 1000 < t ≤ 5000 | 5000 < t ≤ 60000
80 ≤ u < 90 | 0 | 0 | 0 | 4 | 0 | 4
70 ≤ u < 80 | 0 | 0 | 0 | 0 | 0 | 0
40 ≤ u < 70 | 0 | 0 | 0 | 0 | 0 | 0
5 ≤ u < 40 | 0 | 0 | 0 | 0 | 0 | 0
u < 5 | 0 | 0 | 0 | 0 | 0 | 0
Total | 0 | 0 | 0 | 4 | 0 | 4
VAMA11(PT 11 VAMA)¦ meter SN:1702434125831877
Tensiune reziduală u% | Durata t ms |  |  |  |  | Total
| 10 < t ≤ 200 | 200 < t ≤ 500 | 500 < t ≤ 1000 | 1000 < t ≤ 5000 | 5000 < t ≤ 60000
80 ≤ u < 90 | 0 | 0 | 0 | 1 | 0 | 1
70 ≤ u < 80 | 0 | 0 | 0 | 0 | 0 | 0
40 ≤ u < 70 | 0 | 0 | 0 | 0 | 0 | 0
5 ≤ u < 40 | 0 | 0 | 0 | 0 | 0 | 0
u < 5 | 0 | 0 | 0 | 0 | 0 | 0
Total | 0 | 0 | 0 | 1 | 0 | 1
VAMA15(PT 15 VAMA)¦ meter SN:1702334123717805
Tensiune reziduală u% | Durata t ms |  |  |  |  | Total
| 10 < t ≤ 200 | 200 < t ≤ 500 | 500 < t ≤ 1000 | 1000 < t ≤ 5000 | 5000 < t ≤ 60000
80 ≤ u < 90 | 0 | 0 | 0 | 0 | 0 | 0
70 ≤ u < 80 | 0 | 0 | 0 | 0 | 0 | 0
40 ≤ u < 70 | 0 | 0 | 0 | 0 | 0 | 0
5 ≤ u < 40 | 0 | 0 | 0 | 0 | 0 | 0
u < 5 | 0 | 0 | 0 | 0 | 0 | 0
Total | 0 | 0 | 0 | 0 | 0 | 0
VAMA17(PT 17 VAMA)¦ meter SN:1702434125831885
Tensiune reziduală u% | Durata t ms |  |  |  |  | Total
| 10 < t ≤ 200 | 200 < t ≤ 500 | 500 < t ≤ 1000 | 1000 < t ≤ 5000 | 5000 < t ≤ 60000
80 ≤ u < 90 | 0 | 0 | 0 | 2 | 0 | 2
70 ≤ u < 80 | 0 | 0 | 0 | 0 | 0 | 0
40 ≤ u < 70 | 0 | 0 | 0 | 0 | 0 | 0
5 ≤ u < 40 | 0 | 0 | 0 | 0 | 0 | 0
u < 5 | 0 | 0 | 0 | 0 | 0 | 0
Total | 0 | 0 | 0 | 2 | 0 | 2

## SV23(ZONA DORNA-BROSTENI)
BRNR01(PT 1 BARNAR)¦ meter SN:1702334123717829
Tensiune reziduală u% | Durata t ms |  |  |  |  | Total
| 10 < t ≤ 200 | 200 < t ≤ 500 | 500 < t ≤ 1000 | 1000 < t ≤ 5000 | 5000 < t ≤ 60000
80 ≤ u < 90 | 0 | 0 | 0 | 0 | 0 | 0
70 ≤ u < 80 | 0 | 0 | 0 | 0 | 0 | 0
40 ≤ u < 70 | 0 | 0 | 0 | 0 | 0 | 0
5 ≤ u < 40 | 0 | 0 | 0 | 0 | 0 | 0
u < 5 | 0 | 0 | 0 | 0 | 0 | 0
Total | 0 | 0 | 0 | 0 | 0 | 0
BRNR03(PT 3 BARNAR)¦ meter SN:1702434125831872
Tensiune reziduală u% | Durata t ms |  |  |  |  | Total
| 10 < t ≤ 200 | 200 < t ≤ 500 | 500 < t ≤ 1000 | 1000 < t ≤ 5000 | 5000 < t ≤ 60000
80 ≤ u < 90 | 0 | 0 | 0 | 0 | 0 | 0
70 ≤ u < 80 | 0 | 0 | 0 | 0 | 0 | 0
40 ≤ u < 70 | 0 | 0 | 0 | 0 | 0 | 0
5 ≤ u < 40 | 0 | 0 | 0 | 0 | 0 | 0
u < 5 | 0 | 0 | 0 | 0 | 0 | 0
Total | 0 | 0 | 0 | 0 | 0 | 0
BROS04(PT 4 BROSTENI)¦ meter SN:1702434126423044
Tensiune reziduală u% | Durata t ms |  |  |  |  | Total
| 10 < t ≤ 200 | 200 < t ≤ 500 | 500 < t ≤ 1000 | 1000 < t ≤ 5000 | 5000 < t ≤ 60000
80 ≤ u < 90 | 0 | 0 | 0 | 0 | 0 | 0
70 ≤ u < 80 | 0 | 0 | 0 | 0 | 0 | 0
40 ≤ u < 70 | 0 | 0 | 0 | 0 | 0 | 0
5 ≤ u < 40 | 0 | 0 | 0 | 0 | 0 | 0
u < 5 | 0 | 0 | 0 | 0 | 0 | 0
Total | 0 | 0 | 0 | 0 | 0 | 0
CAPR01(PT 1 CAPRA)¦ meter SN:1702434125831868
Tensiune reziduală u% | Durata t ms |  |  |  |  | Total
| 10 < t ≤ 200 | 200 < t ≤ 500 | 500 < t ≤ 1000 | 1000 < t ≤ 5000 | 5000 < t ≤ 60000
80 ≤ u < 90 | 0 | 0 | 0 | 4 | 0 | 4
70 ≤ u < 80 | 0 | 0 | 0 | 0 | 0 | 0
40 ≤ u < 70 | 0 | 0 | 0 | 0 | 0 | 0
5 ≤ u < 40 | 0 | 0 | 0 | 0 | 0 | 0
u < 5 | 0 | 0 | 0 | 0 | 0 | 0
Total | 0 | 0 | 0 | 4 | 0 | 4
HLDT01(PT 1 HOLDITA)¦ meter SN:1702434125895659
Tensiune reziduală u% | Durata t ms |  |  |  |  | Total
| 10 < t ≤ 200 | 200 < t ≤ 500 | 500 < t ≤ 1000 | 1000 < t ≤ 5000 | 5000 < t ≤ 60000
80 ≤ u < 90 | 0 | 0 | 0 | 0 | 0 | 0
70 ≤ u < 80 | 0 | 0 | 0 | 0 | 0 | 0
40 ≤ u < 70 | 0 | 0 | 0 | 0 | 0 | 0
5 ≤ u < 40 | 0 | 0 | 0 | 0 | 0 | 0
u < 5 | 0 | 0 | 0 | 0 | 0 | 0
Total | 0 | 0 | 0 | 0 | 0 | 0
HOLD01(PT 1 HOLDA)¦ meter SN:1702434125831869
Tensiune reziduală u% | Durata t ms |  |  |  |  | Total
| 10 < t ≤ 200 | 200 < t ≤ 500 | 500 < t ≤ 1000 | 1000 < t ≤ 5000 | 5000 < t ≤ 60000
80 ≤ u < 90 | 0 | 0 | 0 | 0 | 0 | 0
70 ≤ u < 80 | 0 | 0 | 0 | 0 | 0 | 0
40 ≤ u < 70 | 0 | 0 | 0 | 0 | 0 | 0
5 ≤ u < 40 | 0 | 0 | 0 | 0 | 0 | 0
u < 5 | 0 | 0 | 0 | 0 | 0 | 0
Total | 0 | 0 | 0 | 0 | 0 | 0
HOLD02(PT 2 HOLDA)¦ meter SN:1702434125831870
Tensiune reziduală u% | Durata t ms |  |  |  |  | Total
| 10 < t ≤ 200 | 200 < t ≤ 500 | 500 < t ≤ 1000 | 1000 < t ≤ 5000 | 5000 < t ≤ 60000
80 ≤ u < 90 | 0 | 0 | 0 | 1982 | 1540 | 3522
70 ≤ u < 80 | 0 | 0 | 0 | 0 | 0 | 0
40 ≤ u < 70 | 0 | 0 | 0 | 0 | 0 | 0
5 ≤ u < 40 | 0 | 0 | 0 | 0 | 0 | 0
u < 5 | 0 | 0 | 0 | 0 | 0 | 0
Total | 0 | 0 | 0 | 1982 | 1540 | 3522
LNGE02(PT 2 LUNGENI)¦ meter SN:1702234122711503
Tensiune reziduală u% | Durata t ms |  |  |  |  | Total
| 10 < t ≤ 200 | 200 < t ≤ 500 | 500 < t ≤ 1000 | 1000 < t ≤ 5000 | 5000 < t ≤ 60000
80 ≤ u < 90 | 0 | 0 | 0 | 4 | 6 | 10
70 ≤ u < 80 | 0 | 0 | 0 | 0 | 0 | 0
40 ≤ u < 70 | 0 | 0 | 0 | 0 | 0 | 0
5 ≤ u < 40 | 0 | 0 | 0 | 0 | 0 | 0
u < 5 | 0 | 0 | 0 | 0 | 0 | 0
Total | 0 | 0 | 0 | 4 | 6 | 10
LNGE03(PT 3 LUNGENI POMPE)¦ meter SN:1702334123978822
Tensiune reziduală u% | Durata t ms |  |  |  |  | Total
| 10 < t ≤ 200 | 200 < t ≤ 500 | 500 < t ≤ 1000 | 1000 < t ≤ 5000 | 5000 < t ≤ 60000
80 ≤ u < 90 | 0 | 0 | 0 | 3 | 0 | 3
70 ≤ u < 80 | 0 | 0 | 0 | 0 | 0 | 0
40 ≤ u < 70 | 0 | 0 | 0 | 0 | 0 | 0
5 ≤ u < 40 | 0 | 0 | 0 | 0 | 0 | 0
u < 5 | 0 | 0 | 0 | 0 | 0 | 0
Total | 0 | 0 | 0 | 3 | 0 | 3
RARA04(PT 4 RARAU)¦ meter SN:1702434125831889
Tensiune reziduală u% | Durata t ms |  |  |  |  | Total
| 10 < t ≤ 200 | 200 < t ≤ 500 | 500 < t ≤ 1000 | 1000 < t ≤ 5000 | 5000 < t ≤ 60000
80 ≤ u < 90 | 0 | 0 | 0 | 2 | 0 | 2
70 ≤ u < 80 | 0 | 0 | 0 | 0 | 0 | 0
40 ≤ u < 70 | 0 | 0 | 0 | 0 | 0 | 0
5 ≤ u < 40 | 0 | 0 | 0 | 0 | 0 | 0
u < 5 | 0 | 0 | 0 | 0 | 0 | 0
Total | 0 | 0 | 0 | 2 | 0 | 2
CINO01(PT 1 CARLIBABA VECHE (CENTRU))¦ meter SN:1702434125831890
Tensiune reziduală u% | Durata t ms |  |  |  |  | Total
| 10 < t ≤ 200 | 200 < t ≤ 500 | 500 < t ≤ 1000 | 1000 < t ≤ 5000 | 5000 < t ≤ 60000
80 ≤ u < 90 | 0 | 0 | 0 | 0 | 0 | 0
70 ≤ u < 80 | 0 | 0 | 0 | 0 | 0 | 0
40 ≤ u < 70 | 0 | 0 | 0 | 0 | 0 | 0
5 ≤ u < 40 | 0 | 0 | 0 | 0 | 0 | 0
u < 5 | 0 | 0 | 0 | 0 | 0 | 0
Total | 0 | 0 | 0 | 0 | 0 | 0
CINO02(PT 2 CARLIBABA BRUTARIE)¦ meter SN:1702334125532494
Tensiune reziduală u% | Durata t ms |  |  |  |  | Total
| 10 < t ≤ 200 | 200 < t ≤ 500 | 500 < t ≤ 1000 | 1000 < t ≤ 5000 | 5000 < t ≤ 60000
80 ≤ u < 90 | 0 | 0 | 0 | 0 | 0 | 0
70 ≤ u < 80 | 0 | 0 | 0 | 0 | 0 | 0
40 ≤ u < 70 | 0 | 0 | 0 | 0 | 0 | 0
5 ≤ u < 40 | 0 | 0 | 0 | 0 | 0 | 0
u < 5 | 0 | 0 | 0 | 0 | 0 | 0
Total | 0 | 0 | 0 | 0 | 0 | 0
CINO06(PT 6 CIRLIBABA)¦ meter SN:1702334123717828
Tensiune reziduală u% | Durata t ms |  |  |  |  | Total
| 10 < t ≤ 200 | 200 < t ≤ 500 | 500 < t ≤ 1000 | 1000 < t ≤ 5000 | 5000 < t ≤ 60000
80 ≤ u < 90 | 0 | 0 | 0 | 0 | 0 | 0
70 ≤ u < 80 | 0 | 0 | 0 | 0 | 0 | 0
40 ≤ u < 70 | 0 | 0 | 0 | 0 | 0 | 0
5 ≤ u < 40 | 0 | 0 | 0 | 0 | 0 | 0
u < 5 | 0 | 0 | 0 | 0 | 0 | 0
Total | 0 | 0 | 0 | 0 | 0 | 0
IEDU01(PT 1 IEDU CARLIBABA)¦ meter SN:1702234122711514
Tensiune reziduală u% | Durata t ms |  |  |  |  | Total
| 10 < t ≤ 200 | 200 < t ≤ 500 | 500 < t ≤ 1000 | 1000 < t ≤ 5000 | 5000 < t ≤ 60000
80 ≤ u < 90 | 0 | 0 | 0 | 1 | 0 | 1
70 ≤ u < 80 | 0 | 0 | 0 | 0 | 0 | 0
40 ≤ u < 70 | 0 | 0 | 0 | 0 | 0 | 0
5 ≤ u < 40 | 0 | 0 | 0 | 0 | 0 | 0
u < 5 | 0 | 0 | 0 | 0 | 0 | 0
Total | 0 | 0 | 0 | 1 | 0 | 1
JRV01(PT 1 JURAVLEA CARLIBABA)¦ meter SN:1702234122711516
Tensiune reziduală u% | Durata t ms |  |  |  |  | Total
| 10 < t ≤ 200 | 200 < t ≤ 500 | 500 < t ≤ 1000 | 1000 < t ≤ 5000 | 5000 < t ≤ 60000
80 ≤ u < 90 | 0 | 0 | 0 | 0 | 0 | 0
70 ≤ u < 80 | 0 | 0 | 0 | 0 | 0 | 0
40 ≤ u < 70 | 0 | 0 | 0 | 0 | 0 | 0
5 ≤ u < 40 | 0 | 0 | 0 | 0 | 0 | 0
u < 5 | 0 | 0 | 0 | 0 | 0 | 0
Total | 0 | 0 | 0 | 0 | 0 | 0
VABI01(PT 1 VALEA BISTRITEI CARLIBABA)¦ meter SN:1702434125831886
Tensiune reziduală u% | Durata t ms |  |  |  |  | Total
| 10 < t ≤ 200 | 200 < t ≤ 500 | 500 < t ≤ 1000 | 1000 < t ≤ 5000 | 5000 < t ≤ 60000
80 ≤ u < 90 | 0 | 0 | 0 | 0 | 0 | 0
70 ≤ u < 80 | 0 | 0 | 0 | 0 | 0 | 0
40 ≤ u < 70 | 0 | 0 | 0 | 0 | 0 | 0
5 ≤ u < 40 | 0 | 0 | 0 | 0 | 0 | 0
u < 5 | 0 | 0 | 0 | 0 | 0 | 0
Total | 0 | 0 | 0 | 0 | 0 | 0
CLNT02(PT 2 CALINESTI)¦ meter SN:1702234122711502
Tensiune reziduală u% | Durata t ms |  |  |  |  | Total
| 10 < t ≤ 200 | 200 < t ≤ 500 | 500 < t ≤ 1000 | 1000 < t ≤ 5000 | 5000 < t ≤ 60000
80 ≤ u < 90 | 0 | 0 | 0 | 5 | 2 | 7
70 ≤ u < 80 | 0 | 0 | 0 | 0 | 0 | 0
40 ≤ u < 70 | 0 | 0 | 0 | 0 | 0 | 0
5 ≤ u < 40 | 0 | 0 | 0 | 0 | 0 | 0
u < 5 | 0 | 0 | 0 | 0 | 0 | 0
Total | 0 | 0 | 0 | 5 | 2 | 7
COSN01(PT 1 COSNA)¦ meter SN:1702234123505868
Tensiune reziduală u% | Durata t ms |  |  |  |  | Total
| 10 < t ≤ 200 | 200 < t ≤ 500 | 500 < t ≤ 1000 | 1000 < t ≤ 5000 | 5000 < t ≤ 60000
80 ≤ u < 90 | 0 | 0 | 0 | 4 | 0 | 4
70 ≤ u < 80 | 0 | 0 | 0 | 0 | 0 | 0
40 ≤ u < 70 | 0 | 0 | 0 | 0 | 0 | 0
5 ≤ u < 40 | 0 | 0 | 0 | 0 | 0 | 0
u < 5 | 0 | 0 | 0 | 0 | 0 | 0
Total | 0 | 0 | 0 | 4 | 0 | 4
DORN01(PT 1 VECHI DORNISOARA)¦ meter SN:1702434126423080
Tensiune reziduală u% | Durata t ms |  |  |  |  | Total
| 10 < t ≤ 200 | 200 < t ≤ 500 | 500 < t ≤ 1000 | 1000 < t ≤ 5000 | 5000 < t ≤ 60000
80 ≤ u < 90 | 0 | 0 | 0 | 0 | 0 | 0
70 ≤ u < 80 | 0 | 0 | 0 | 0 | 0 | 0
40 ≤ u < 70 | 0 | 0 | 0 | 0 | 0 | 0
5 ≤ u < 40 | 0 | 0 | 0 | 0 | 0 | 0
u < 5 | 0 | 0 | 0 | 0 | 0 | 0
Total | 0 | 0 | 0 | 0 | 0 | 0
DORN02(PT 2 DORNISOARA)¦ meter SN:1702434125831880
Tensiune reziduală u% | Durata t ms |  |  |  |  | Total
| 10 < t ≤ 200 | 200 < t ≤ 500 | 500 < t ≤ 1000 | 1000 < t ≤ 5000 | 5000 < t ≤ 60000
80 ≤ u < 90 | 0 | 0 | 0 | 0 | 0 | 0
70 ≤ u < 80 | 0 | 0 | 0 | 0 | 0 | 0
40 ≤ u < 70 | 0 | 0 | 0 | 0 | 0 | 0
5 ≤ u < 40 | 0 | 0 | 0 | 0 | 0 | 0
u < 5 | 0 | 0 | 0 | 0 | 0 | 0
Total | 0 | 0 | 0 | 0 | 0 | 0
DORN03(PT 3 DORNISOARA)¦ meter SN:1702434126423076
Tensiune reziduală u% | Durata t ms |  |  |  |  | Total
| 10 < t ≤ 200 | 200 < t ≤ 500 | 500 < t ≤ 1000 | 1000 < t ≤ 5000 | 5000 < t ≤ 60000
80 ≤ u < 90 | 0 | 0 | 0 | 0 | 0 | 0
70 ≤ u < 80 | 0 | 0 | 0 | 0 | 0 | 0
40 ≤ u < 70 | 0 | 0 | 0 | 0 | 0 | 0
5 ≤ u < 40 | 0 | 0 | 0 | 0 | 0 | 0
u < 5 | 0 | 0 | 0 | 0 | 0 | 0
Total | 0 | 0 | 0 | 0 | 0 | 0
DRAO01(PT 1 DRAGOIASA SAT)¦ meter SN:1702434125895655
Tensiune reziduală u% | Durata t ms |  |  |  |  | Total
| 10 < t ≤ 200 | 200 < t ≤ 500 | 500 < t ≤ 1000 | 1000 < t ≤ 5000 | 5000 < t ≤ 60000
80 ≤ u < 90 | 0 | 0 | 0 | 0 | 0 | 0
70 ≤ u < 80 | 0 | 0 | 0 | 0 | 0 | 0
40 ≤ u < 70 | 0 | 0 | 0 | 0 | 0 | 0
5 ≤ u < 40 | 0 | 0 | 0 | 0 | 0 | 0
u < 5 | 0 | 0 | 0 | 0 | 0 | 0
Total | 0 | 0 | 0 | 0 | 0 | 0
DRAO02(PT 2 DRAGOIASA IF)¦ meter SN:1702434126423042
Tensiune reziduală u% | Durata t ms |  |  |  |  | Total
| 10 < t ≤ 200 | 200 < t ≤ 500 | 500 < t ≤ 1000 | 1000 < t ≤ 5000 | 5000 < t ≤ 60000
80 ≤ u < 90 | 0 | 0 | 0 | 0 | 0 | 0
70 ≤ u < 80 | 0 | 0 | 0 | 0 | 0 | 0
40 ≤ u < 70 | 0 | 0 | 0 | 0 | 0 | 0
5 ≤ u < 40 | 0 | 0 | 0 | 0 | 0 | 0
u < 5 | 0 | 0 | 0 | 0 | 0 | 0
Total | 0 | 0 | 0 | 0 | 0 | 0
GUNE01(PT 1 GURA NEGRII)¦ meter SN:1702234122711505
Tensiune reziduală u% | Durata t ms |  |  |  |  | Total
| 10 < t ≤ 200 | 200 < t ≤ 500 | 500 < t ≤ 1000 | 1000 < t ≤ 5000 | 5000 < t ≤ 60000
80 ≤ u < 90 | 0 | 0 | 0 | 4 | 0 | 4
70 ≤ u < 80 | 0 | 0 | 0 | 0 | 0 | 0
40 ≤ u < 70 | 0 | 0 | 0 | 0 | 0 | 0
5 ≤ u < 40 | 0 | 0 | 0 | 0 | 0 | 0
u < 5 | 0 | 0 | 0 | 0 | 0 | 0
Total | 0 | 0 | 0 | 4 | 0 | 4
GUNE02(PT 2 GURA NEGRII)¦ meter SN:1702234122711454
Tensiune reziduală u% | Durata t ms |  |  |  |  | Total
| 10 < t ≤ 200 | 200 < t ≤ 500 | 500 < t ≤ 1000 | 1000 < t ≤ 5000 | 5000 < t ≤ 60000
80 ≤ u < 90 | 0 | 0 | 0 | 7 | 0 | 7
70 ≤ u < 80 | 0 | 0 | 0 | 0 | 0 | 0
40 ≤ u < 70 | 0 | 0 | 0 | 0 | 0 | 0
5 ≤ u < 40 | 0 | 0 | 0 | 0 | 0 | 0
u < 5 | 0 | 0 | 0 | 0 | 0 | 0
Total | 0 | 0 | 0 | 7 | 0 | 7
PARN01(PT 1 PARAUL ARINULUI)¦ meter SN:1702234122711453
Tensiune reziduală u% | Durata t ms |  |  |  |  | Total
| 10 < t ≤ 200 | 200 < t ≤ 500 | 500 < t ≤ 1000 | 1000 < t ≤ 5000 | 5000 < t ≤ 60000
80 ≤ u < 90 | 0 | 0 | 0 | 1 | 0 | 1
70 ≤ u < 80 | 0 | 0 | 0 | 0 | 0 | 0
40 ≤ u < 70 | 0 | 0 | 0 | 0 | 0 | 0
5 ≤ u < 40 | 0 | 0 | 0 | 0 | 0 | 0
u < 5 | 0 | 0 | 0 | 0 | 0 | 0
Total | 0 | 0 | 0 | 1 | 0 | 1
PARN02(PT 2 PARAUL ARINULUI VF.SARULUI)¦ meter SN:1702234122711460
Tensiune reziduală u% | Durata t ms |  |  |  |  | Total
| 10 < t ≤ 200 | 200 < t ≤ 500 | 500 < t ≤ 1000 | 1000 < t ≤ 5000 | 5000 < t ≤ 60000
80 ≤ u < 90 | 0 | 0 | 0 | 4 | 0 | 4
70 ≤ u < 80 | 0 | 0 | 0 | 0 | 0 | 0
40 ≤ u < 70 | 0 | 0 | 0 | 0 | 0 | 0
5 ≤ u < 40 | 0 | 0 | 0 | 0 | 0 | 0
u < 5 | 0 | 0 | 0 | 0 | 0 | 0
Total | 0 | 0 | 0 | 4 | 0 | 4
PCOS01(PT 1 POIANA COSNEI COSNITA)¦ meter SN:1702234123505871
Tensiune reziduală u% | Durata t ms |  |  |  |  | Total
| 10 < t ≤ 200 | 200 < t ≤ 500 | 500 < t ≤ 1000 | 1000 < t ≤ 5000 | 5000 < t ≤ 60000
80 ≤ u < 90 | 0 | 0 | 0 | 0 | 0 | 0
70 ≤ u < 80 | 0 | 0 | 0 | 0 | 0 | 0
40 ≤ u < 70 | 0 | 0 | 0 | 0 | 0 | 0
5 ≤ u < 40 | 0 | 0 | 0 | 0 | 0 | 0
u < 5 | 0 | 0 | 0 | 0 | 0 | 0
Total | 0 | 0 | 0 | 0 | 0 | 0
PLSA01(PT 1 PLAIUL SARULUI)¦ meter SN:1702434126423045
Tensiune reziduală u% | Durata t ms |  |  |  |  | Total
| 10 < t ≤ 200 | 200 < t ≤ 500 | 500 < t ≤ 1000 | 1000 < t ≤ 5000 | 5000 < t ≤ 60000
80 ≤ u < 90 | 0 | 0 | 0 | 0 | 0 | 0
70 ≤ u < 80 | 0 | 0 | 0 | 0 | 0 | 0
40 ≤ u < 70 | 0 | 0 | 0 | 0 | 0 | 0
5 ≤ u < 40 | 0 | 0 | 0 | 0 | 0 | 0
u < 5 | 0 | 0 | 0 | 0 | 0 | 0
Total | 0 | 0 | 0 | 0 | 0 | 0
PLTS01(PT 1 PALTINIS)¦ meter SN:1702334123717807
Tensiune reziduală u% | Durata t ms |  |  |  |  | Total
| 10 < t ≤ 200 | 200 < t ≤ 500 | 500 < t ≤ 1000 | 1000 < t ≤ 5000 | 5000 < t ≤ 60000
80 ≤ u < 90 | 0 | 0 | 0 | 0 | 0 | 0
70 ≤ u < 80 | 0 | 0 | 0 | 0 | 0 | 0
40 ≤ u < 70 | 0 | 0 | 0 | 0 | 0 | 0
5 ≤ u < 40 | 0 | 0 | 0 | 0 | 0 | 0
u < 5 | 0 | 0 | 0 | 0 | 0 | 0
Total | 0 | 0 | 0 | 0 | 0 | 0
POCO01(PT 1 PODUL COSNEI)¦ meter SN:1702234123505869
Tensiune reziduală u% | Durata t ms |  |  |  |  | Total
| 10 < t ≤ 200 | 200 < t ≤ 500 | 500 < t ≤ 1000 | 1000 < t ≤ 5000 | 5000 < t ≤ 60000
80 ≤ u < 90 | 0 | 0 | 0 | 2 | 0 | 2
70 ≤ u < 80 | 0 | 0 | 0 | 0 | 0 | 0
40 ≤ u < 70 | 0 | 0 | 0 | 0 | 0 | 0
5 ≤ u < 40 | 0 | 0 | 0 | 0 | 0 | 0
u < 5 | 0 | 0 | 0 | 0 | 0 | 0
Total | 0 | 0 | 0 | 2 | 0 | 2
POCO02(PT 2 PODUL COSNEI)¦ meter SN:1702234123505872
Tensiune reziduală u% | Durata t ms |  |  |  |  | Total
| 10 < t ≤ 200 | 200 < t ≤ 500 | 500 < t ≤ 1000 | 1000 < t ≤ 5000 | 5000 < t ≤ 60000
80 ≤ u < 90 | 0 | 0 | 0 | 2811 | 4406 | 7217
70 ≤ u < 80 | 0 | 0 | 0 | 0 | 0 | 0
40 ≤ u < 70 | 0 | 0 | 0 | 0 | 0 | 0
5 ≤ u < 40 | 0 | 0 | 0 | 0 | 0 | 0
u < 5 | 0 | 0 | 0 | 0 | 0 | 0
Total | 0 | 0 | 0 | 2811 | 4406 | 7217
POCO04(PT 4 PODUL COSNEI)¦ meter SN:1702234123505867
Tensiune reziduală u% | Durata t ms |  |  |  |  | Total
| 10 < t ≤ 200 | 200 < t ≤ 500 | 500 < t ≤ 1000 | 1000 < t ≤ 5000 | 5000 < t ≤ 60000
80 ≤ u < 90 | 0 | 0 | 0 | 5 | 0 | 5
70 ≤ u < 80 | 0 | 0 | 0 | 0 | 0 | 0
40 ≤ u < 70 | 0 | 0 | 0 | 0 | 0 | 0
5 ≤ u < 40 | 0 | 0 | 0 | 0 | 0 | 0
u < 5 | 0 | 0 | 0 | 0 | 0 | 0
Total | 0 | 0 | 0 | 5 | 0 | 5
POIS01(PT 1 POIANA STAMPEI CENTRU)¦ meter SN:1702234123505870
Tensiune reziduală u% | Durata t ms |  |  |  |  | Total
| 10 < t ≤ 200 | 200 < t ≤ 500 | 500 < t ≤ 1000 | 1000 < t ≤ 5000 | 5000 < t ≤ 60000
80 ≤ u < 90 | 0 | 0 | 0 | 4 | 0 | 4
70 ≤ u < 80 | 0 | 0 | 0 | 0 | 0 | 0
40 ≤ u < 70 | 0 | 0 | 0 | 0 | 0 | 0
5 ≤ u < 40 | 0 | 0 | 0 | 0 | 0 | 0
u < 5 | 0 | 0 | 0 | 0 | 0 | 0
Total | 0 | 0 | 0 | 4 | 0 | 4
POIS03(PT 3 POIANA STAMPEI CASOI)¦ meter SN:1702234122711564
Tensiune reziduală u% | Durata t ms |  |  |  |  | Total
| 10 < t ≤ 200 | 200 < t ≤ 500 | 500 < t ≤ 1000 | 1000 < t ≤ 5000 | 5000 < t ≤ 60000
80 ≤ u < 90 | 0 | 0 | 0 | 1 | 0 | 1
70 ≤ u < 80 | 0 | 0 | 0 | 0 | 0 | 0
40 ≤ u < 70 | 0 | 0 | 0 | 0 | 0 | 0
5 ≤ u < 40 | 0 | 0 | 0 | 0 | 0 | 0
u < 5 | 0 | 0 | 0 | 0 | 0 | 0
Total | 0 | 0 | 0 | 1 | 0 | 1
POIS04(PT 4 POIANA STAMPEI TATARU)¦ meter SN:1702234122711562
Tensiune reziduală u% | Durata t ms |  |  |  |  | Total
| 10 < t ≤ 200 | 200 < t ≤ 500 | 500 < t ≤ 1000 | 1000 < t ≤ 5000 | 5000 < t ≤ 60000
80 ≤ u < 90 | 0 | 0 | 0 | 0 | 0 | 0
70 ≤ u < 80 | 0 | 0 | 0 | 0 | 0 | 0
40 ≤ u < 70 | 0 | 0 | 0 | 0 | 0 | 0
5 ≤ u < 40 | 0 | 0 | 0 | 0 | 0 | 0
u < 5 | 0 | 0 | 0 | 0 | 0 | 0
Total | 0 | 0 | 0 | 0 | 0 | 0
POIS06(PT 6 TCM POIANA STAMPEI)¦ meter SN:1702234122711563
Tensiune reziduală u% | Durata t ms |  |  |  |  | Total
| 10 < t ≤ 200 | 200 < t ≤ 500 | 500 < t ≤ 1000 | 1000 < t ≤ 5000 | 5000 < t ≤ 60000
80 ≤ u < 90 | 0 | 0 | 0 | 6 | 0 | 6
70 ≤ u < 80 | 0 | 0 | 0 | 0 | 0 | 0
40 ≤ u < 70 | 0 | 0 | 0 | 0 | 0 | 0
5 ≤ u < 40 | 0 | 0 | 0 | 0 | 0 | 0
u < 5 | 0 | 0 | 0 | 0 | 0 | 0
Total | 0 | 0 | 0 | 6 | 0 | 6
POIS07(PT 7 POIANA STAMPEI TURBARIE)¦ meter SN:1702234122711565
Tensiune reziduală u% | Durata t ms |  |  |  |  | Total
| 10 < t ≤ 200 | 200 < t ≤ 500 | 500 < t ≤ 1000 | 1000 < t ≤ 5000 | 5000 < t ≤ 60000
80 ≤ u < 90 | 0 | 0 | 0 | 8 | 4 | 12
70 ≤ u < 80 | 0 | 0 | 0 | 0 | 0 | 0
40 ≤ u < 70 | 0 | 0 | 0 | 0 | 0 | 0
5 ≤ u < 40 | 0 | 0 | 0 | 0 | 0 | 0
u < 5 | 0 | 0 | 0 | 0 | 0 | 0
Total | 0 | 0 | 0 | 8 | 4 | 12
POIS08(PT 8 POIANA STAMPEI ALEXENI)¦ meter SN:1702234122711561
Tensiune reziduală u% | Durata t ms |  |  |  |  | Total
| 10 < t ≤ 200 | 200 < t ≤ 500 | 500 < t ≤ 1000 | 1000 < t ≤ 5000 | 5000 < t ≤ 60000
80 ≤ u < 90 | 0 | 0 | 0 | 3328 | 5492 | 8820
70 ≤ u < 80 | 0 | 0 | 0 | 0 | 0 | 0
40 ≤ u < 70 | 0 | 0 | 0 | 0 | 0 | 0
5 ≤ u < 40 | 0 | 0 | 0 | 0 | 0 | 0
u < 5 | 0 | 0 | 0 | 0 | 0 | 0
Total | 0 | 0 | 0 | 3328 | 5492 | 8820
POIS10(PT 10 POIANA STAMPEI CHIPERENI)¦ meter SN:1702234122711517
Tensiune reziduală u% | Durata t ms |  |  |  |  | Total
| 10 < t ≤ 200 | 200 < t ≤ 500 | 500 < t ≤ 1000 | 1000 < t ≤ 5000 | 5000 < t ≤ 60000
80 ≤ u < 90 | 0 | 0 | 0 | 1228 | 1836 | 3064
70 ≤ u < 80 | 0 | 0 | 0 | 0 | 0 | 0
40 ≤ u < 70 | 0 | 0 | 0 | 0 | 0 | 0
5 ≤ u < 40 | 0 | 0 | 0 | 0 | 0 | 0
u < 5 | 0 | 0 | 0 | 0 | 0 | 0
Total | 0 | 0 | 0 | 1228 | 1836 | 3064
POIS11(PT 11 P.STAMPEI GRADINITA)¦ meter SN:1702234122711519
Tensiune reziduală u% | Durata t ms |  |  |  |  | Total
| 10 < t ≤ 200 | 200 < t ≤ 500 | 500 < t ≤ 1000 | 1000 < t ≤ 5000 | 5000 < t ≤ 60000
80 ≤ u < 90 | 0 | 0 | 0 | 4 | 0 | 4
70 ≤ u < 80 | 0 | 0 | 0 | 0 | 0 | 0
40 ≤ u < 70 | 0 | 0 | 0 | 0 | 0 | 0
5 ≤ u < 40 | 0 | 0 | 0 | 0 | 0 | 0
u < 5 | 0 | 0 | 0 | 0 | 0 | 0
Total | 0 | 0 | 0 | 4 | 0 | 4
POIS12(PT 12 POIANA STAMPEI)¦ meter SN:1702234122711518
Tensiune reziduală u% | Durata t ms |  |  |  |  | Total
| 10 < t ≤ 200 | 200 < t ≤ 500 | 500 < t ≤ 1000 | 1000 < t ≤ 5000 | 5000 < t ≤ 60000
80 ≤ u < 90 | 0 | 0 | 0 | 0 | 0 | 0
70 ≤ u < 80 | 0 | 0 | 0 | 0 | 0 | 0
40 ≤ u < 70 | 0 | 0 | 0 | 0 | 0 | 0
5 ≤ u < 40 | 0 | 0 | 0 | 0 | 0 | 0
u < 5 | 0 | 0 | 0 | 0 | 0 | 0
Total | 0 | 0 | 0 | 0 | 0 | 0
POIS13(PT 13 POIANA STAMPEI PILUGANI)¦ meter SN:1702234122711523
Tensiune reziduală u% | Durata t ms |  |  |  |  | Total
| 10 < t ≤ 200 | 200 < t ≤ 500 | 500 < t ≤ 1000 | 1000 < t ≤ 5000 | 5000 < t ≤ 60000
80 ≤ u < 90 | 0 | 0 | 0 | 104 | 25 | 129
70 ≤ u < 80 | 0 | 0 | 0 | 0 | 0 | 0
40 ≤ u < 70 | 0 | 0 | 0 | 0 | 0 | 0
5 ≤ u < 40 | 0 | 0 | 0 | 0 | 0 | 0
u < 5 | 0 | 0 | 0 | 0 | 0 | 0
Total | 0 | 0 | 0 | 104 | 25 | 129
POIS14(PT 14 POIANA STAMPEI PLAI BARGAU)¦ meter SN:1702234122711513
Tensiune reziduală u% | Durata t ms |  |  |  |  | Total
| 10 < t ≤ 200 | 200 < t ≤ 500 | 500 < t ≤ 1000 | 1000 < t ≤ 5000 | 5000 < t ≤ 60000
80 ≤ u < 90 | 0 | 0 | 0 | 1 | 0 | 1
70 ≤ u < 80 | 0 | 0 | 0 | 0 | 0 | 0
40 ≤ u < 70 | 0 | 0 | 0 | 0 | 0 | 0
5 ≤ u < 40 | 0 | 0 | 0 | 0 | 0 | 0
u < 5 | 0 | 0 | 0 | 0 | 0 | 0
Total | 0 | 0 | 0 | 1 | 0 | 1
POIS15(PT 15 POIANA STAMPEI URSU)¦ meter SN:1702234122711515
Tensiune reziduală u% | Durata t ms |  |  |  |  | Total
| 10 < t ≤ 200 | 200 < t ≤ 500 | 500 < t ≤ 1000 | 1000 < t ≤ 5000 | 5000 < t ≤ 60000
80 ≤ u < 90 | 0 | 0 | 0 | 0 | 0 | 0
70 ≤ u < 80 | 0 | 0 | 0 | 0 | 0 | 0
40 ≤ u < 70 | 0 | 0 | 0 | 0 | 0 | 0
5 ≤ u < 40 | 0 | 0 | 0 | 0 | 0 | 0
u < 5 | 0 | 0 | 0 | 0 | 0 | 0
Total | 0 | 0 | 0 | 0 | 0 | 0
POIS17(PT 17 POIANA STAMPEI MAGURA)¦ meter SN:1702234122711520
Tensiune reziduală u% | Durata t ms |  |  |  |  | Total
| 10 < t ≤ 200 | 200 < t ≤ 500 | 500 < t ≤ 1000 | 1000 < t ≤ 5000 | 5000 < t ≤ 60000
80 ≤ u < 90 | 0 | 0 | 0 | 1546 | 2202 | 3748
70 ≤ u < 80 | 0 | 0 | 0 | 0 | 0 | 0
40 ≤ u < 70 | 0 | 0 | 0 | 0 | 0 | 0
5 ≤ u < 40 | 0 | 0 | 0 | 0 | 0 | 0
u < 5 | 0 | 0 | 0 | 0 | 0 | 0
Total | 0 | 0 | 0 | 1546 | 2202 | 3748
POIS22(PT 22 POIANA STAMPEI)¦ meter SN:1702234122711522
Tensiune reziduală u% | Durata t ms |  |  |  |  | Total
| 10 < t ≤ 200 | 200 < t ≤ 500 | 500 < t ≤ 1000 | 1000 < t ≤ 5000 | 5000 < t ≤ 60000
80 ≤ u < 90 | 0 | 0 | 0 | 9 | 2 | 11
70 ≤ u < 80 | 0 | 0 | 0 | 0 | 0 | 0
40 ≤ u < 70 | 0 | 0 | 0 | 0 | 0 | 0
5 ≤ u < 40 | 0 | 0 | 0 | 0 | 0 | 0
u < 5 | 0 | 0 | 0 | 0 | 0 | 0
Total | 0 | 0 | 0 | 9 | 2 | 11
POIS23(PT 23 POIANA STAMPEI)¦ meter SN:1702234122711524
Tensiune reziduală u% | Durata t ms |  |  |  |  | Total
| 10 < t ≤ 200 | 200 < t ≤ 500 | 500 < t ≤ 1000 | 1000 < t ≤ 5000 | 5000 < t ≤ 60000
80 ≤ u < 90 | 0 | 0 | 0 | 1 | 0 | 1
70 ≤ u < 80 | 0 | 0 | 0 | 0 | 0 | 0
40 ≤ u < 70 | 0 | 0 | 0 | 0 | 0 | 0
5 ≤ u < 40 | 0 | 0 | 0 | 0 | 0 | 0
u < 5 | 0 | 0 | 0 | 0 | 0 | 0
Total | 0 | 0 | 0 | 1 | 0 | 1
POIS25(PT 25 POIANA STAMPEI)¦ meter SN:1702234122711521
Tensiune reziduală u% | Durata t ms |  |  |  |  | Total
| 10 < t ≤ 200 | 200 < t ≤ 500 | 500 < t ≤ 1000 | 1000 < t ≤ 5000 | 5000 < t ≤ 60000
80 ≤ u < 90 | 0 | 0 | 0 | 5 | 0 | 5
70 ≤ u < 80 | 0 | 0 | 0 | 0 | 0 | 0
40 ≤ u < 70 | 0 | 0 | 0 | 0 | 0 | 0
5 ≤ u < 40 | 0 | 0 | 0 | 0 | 0 | 0
u < 5 | 0 | 0 | 0 | 0 | 0 | 0
Total | 0 | 0 | 0 | 5 | 0 | 5
PONG01(PT 1 POIANA NEGRII APEMIN)¦ meter SN:1702334124027374
Tensiune reziduală u% | Durata t ms |  |  |  |  | Total
| 10 < t ≤ 200 | 200 < t ≤ 500 | 500 < t ≤ 1000 | 1000 < t ≤ 5000 | 5000 < t ≤ 60000
80 ≤ u < 90 | 0 | 0 | 0 | 0 | 0 | 0
70 ≤ u < 80 | 0 | 0 | 0 | 0 | 0 | 0
40 ≤ u < 70 | 0 | 0 | 0 | 0 | 0 | 0
5 ≤ u < 40 | 0 | 0 | 0 | 0 | 0 | 0
u < 5 | 0 | 0 | 0 | 0 | 0 | 0
Total | 0 | 0 | 0 | 0 | 0 | 0
PONG03(PT 3 POIANA NEGRI CENTRU)¦ meter SN:1702434125831884
Tensiune reziduală u% | Durata t ms |  |  |  |  | Total
| 10 < t ≤ 200 | 200 < t ≤ 500 | 500 < t ≤ 1000 | 1000 < t ≤ 5000 | 5000 < t ≤ 60000
80 ≤ u < 90 | 0 | 0 | 0 | 0 | 0 | 0
70 ≤ u < 80 | 0 | 0 | 0 | 0 | 0 | 0
40 ≤ u < 70 | 0 | 0 | 0 | 0 | 0 | 0
5 ≤ u < 40 | 0 | 0 | 0 | 0 | 0 | 0
u < 5 | 0 | 0 | 0 | 0 | 0 | 0
Total | 0 | 0 | 0 | 0 | 0 | 0
PONG04(PT 4 POIANA NEGRI SCOALA SMIZI)¦ meter SN:1702434125831882
Tensiune reziduală u% | Durata t ms |  |  |  |  | Total
| 10 < t ≤ 200 | 200 < t ≤ 500 | 500 < t ≤ 1000 | 1000 < t ≤ 5000 | 5000 < t ≤ 60000
80 ≤ u < 90 | 0 | 0 | 0 | 0 | 0 | 0
70 ≤ u < 80 | 0 | 0 | 0 | 0 | 0 | 0
40 ≤ u < 70 | 0 | 0 | 0 | 0 | 0 | 0
5 ≤ u < 40 | 0 | 0 | 0 | 0 | 0 | 0
u < 5 | 0 | 0 | 0 | 0 | 0 | 0
Total | 0 | 0 | 0 | 0 | 0 | 0
PONG05(PT 5 POIANA NEGRI SAT)¦ meter SN:1702434125831883
Tensiune reziduală u% | Durata t ms |  |  |  |  | Total
| 10 < t ≤ 200 | 200 < t ≤ 500 | 500 < t ≤ 1000 | 1000 < t ≤ 5000 | 5000 < t ≤ 60000
80 ≤ u < 90 | 0 | 0 | 0 | 0 | 0 | 0
70 ≤ u < 80 | 0 | 0 | 0 | 0 | 0 | 0
40 ≤ u < 70 | 0 | 0 | 0 | 0 | 0 | 0
5 ≤ u < 40 | 0 | 0 | 0 | 0 | 0 | 0
u < 5 | 0 | 0 | 0 | 0 | 0 | 0
Total | 0 | 0 | 0 | 0 | 0 | 0
PONG07(PT 7 POIANA NEGRI GLIGU)¦ meter SN:1702434126423077
Tensiune reziduală u% | Durata t ms |  |  |  |  | Total
| 10 < t ≤ 200 | 200 < t ≤ 500 | 500 < t ≤ 1000 | 1000 < t ≤ 5000 | 5000 < t ≤ 60000
80 ≤ u < 90 | 0 | 0 | 0 | 0 | 0 | 0
70 ≤ u < 80 | 0 | 0 | 0 | 0 | 0 | 0
40 ≤ u < 70 | 0 | 0 | 0 | 0 | 0 | 0
5 ≤ u < 40 | 0 | 0 | 0 | 0 | 0 | 0
u < 5 | 0 | 0 | 0 | 0 | 0 | 0
Total | 0 | 0 | 0 | 0 | 0 | 0
PRLN01(PT 1 PRALENI P.STAMPEI)¦ meter SN:1702234122711599
Tensiune reziduală u% | Durata t ms |  |  |  |  | Total
| 10 < t ≤ 200 | 200 < t ≤ 500 | 500 < t ≤ 1000 | 1000 < t ≤ 5000 | 5000 < t ≤ 60000
80 ≤ u < 90 | 0 | 0 | 0 | 0 | 0 | 0
70 ≤ u < 80 | 0 | 0 | 0 | 0 | 0 | 0
40 ≤ u < 70 | 0 | 0 | 0 | 0 | 0 | 0
5 ≤ u < 40 | 0 | 0 | 0 | 0 | 0 | 0
u < 5 | 0 | 0 | 0 | 0 | 0 | 0
Total | 0 | 0 | 0 | 0 | 0 | 0
PRLN02(PT 2 PRALENI DEAL P.STAMPEI)¦ meter SN:1702334123717830
Tensiune reziduală u% | Durata t ms |  |  |  |  | Total
| 10 < t ≤ 200 | 200 < t ≤ 500 | 500 < t ≤ 1000 | 1000 < t ≤ 5000 | 5000 < t ≤ 60000
80 ≤ u < 90 | 0 | 0 | 0 | 0 | 0 | 0
70 ≤ u < 80 | 0 | 0 | 0 | 0 | 0 | 0
40 ≤ u < 70 | 0 | 0 | 0 | 0 | 0 | 0
5 ≤ u < 40 | 0 | 0 | 0 | 0 | 0 | 0
u < 5 | 0 | 0 | 0 | 0 | 0 | 0
Total | 0 | 0 | 0 | 0 | 0 | 0
PVIN01(PT 1 POIANA VINULUI COSNA)¦ meter SN:1702234122711601
Tensiune reziduală u% | Durata t ms |  |  |  |  | Total
| 10 < t ≤ 200 | 200 < t ≤ 500 | 500 < t ≤ 1000 | 1000 < t ≤ 5000 | 5000 < t ≤ 60000
80 ≤ u < 90 | 0 | 0 | 0 | 22 | 42 | 64
70 ≤ u < 80 | 0 | 0 | 0 | 0 | 0 | 0
40 ≤ u < 70 | 0 | 0 | 0 | 0 | 0 | 0
5 ≤ u < 40 | 0 | 0 | 0 | 0 | 0 | 0
u < 5 | 0 | 0 | 0 | 0 | 0 | 0
Total | 0 | 0 | 0 | 22 | 42 | 64
SARU01(PT 1 DANESTI SARUL DORNEI)¦ meter SN:1702234122711461
Tensiune reziduală u% | Durata t ms |  |  |  |  | Total
| 10 < t ≤ 200 | 200 < t ≤ 500 | 500 < t ≤ 1000 | 1000 < t ≤ 5000 | 5000 < t ≤ 60000
80 ≤ u < 90 | 0 | 0 | 0 | 0 | 0 | 0
70 ≤ u < 80 | 0 | 0 | 0 | 0 | 0 | 0
40 ≤ u < 70 | 0 | 0 | 0 | 0 | 0 | 0
5 ≤ u < 40 | 0 | 0 | 0 | 0 | 0 | 0
u < 5 | 0 | 0 | 0 | 0 | 0 | 0
Total | 0 | 0 | 0 | 0 | 0 | 0
SARU02(PT 2 S.DORNEI APE MINERALE)¦ meter SN:1702234122711463
Tensiune reziduală u% | Durata t ms |  |  |  |  | Total
| 10 < t ≤ 200 | 200 < t ≤ 500 | 500 < t ≤ 1000 | 1000 < t ≤ 5000 | 5000 < t ≤ 60000
80 ≤ u < 90 | 0 | 0 | 0 | 4 | 0 | 4
70 ≤ u < 80 | 0 | 0 | 0 | 0 | 0 | 0
40 ≤ u < 70 | 0 | 0 | 0 | 0 | 0 | 0
5 ≤ u < 40 | 0 | 0 | 0 | 0 | 0 | 0
u < 5 | 0 | 0 | 0 | 0 | 0 | 0
Total | 0 | 0 | 0 | 4 | 0 | 4
SARU04(PT 4 SARU DORNEI SAT)¦ meter SN:1702234122711464
Tensiune reziduală u% | Durata t ms |  |  |  |  | Total
| 10 < t ≤ 200 | 200 < t ≤ 500 | 500 < t ≤ 1000 | 1000 < t ≤ 5000 | 5000 < t ≤ 60000
80 ≤ u < 90 | 0 | 0 | 0 | 7 | 0 | 7
70 ≤ u < 80 | 0 | 0 | 0 | 0 | 0 | 0
40 ≤ u < 70 | 0 | 0 | 0 | 0 | 0 | 0
5 ≤ u < 40 | 0 | 0 | 0 | 0 | 0 | 0
u < 5 | 0 | 0 | 0 | 0 | 0 | 0
Total | 0 | 0 | 0 | 7 | 0 | 7
SARU08(PTA 8 SARU DORNEI)¦ meter SN:1702234122711459
Tensiune reziduală u% | Durata t ms |  |  |  |  | Total
| 10 < t ≤ 200 | 200 < t ≤ 500 | 500 < t ≤ 1000 | 1000 < t ≤ 5000 | 5000 < t ≤ 60000
80 ≤ u < 90 | 0 | 0 | 0 | 4 | 0 | 4
70 ≤ u < 80 | 0 | 0 | 0 | 0 | 0 | 0
40 ≤ u < 70 | 0 | 0 | 0 | 0 | 0 | 0
5 ≤ u < 40 | 0 | 0 | 0 | 0 | 0 | 0
u < 5 | 0 | 0 | 0 | 0 | 0 | 0
Total | 0 | 0 | 0 | 4 | 0 | 4
TDRI01(PT 1 TODIRENI VATRA DORNEI)¦ meter SN:1702234122711462
Tensiune reziduală u% | Durata t ms |  |  |  |  | Total
| 10 < t ≤ 200 | 200 < t ≤ 500 | 500 < t ≤ 1000 | 1000 < t ≤ 5000 | 5000 < t ≤ 60000
80 ≤ u < 90 | 0 | 0 | 0 | 0 | 0 | 0
70 ≤ u < 80 | 0 | 0 | 0 | 0 | 0 | 0
40 ≤ u < 70 | 0 | 0 | 0 | 0 | 0 | 0
5 ≤ u < 40 | 0 | 0 | 0 | 0 | 0 | 0
u < 5 | 0 | 0 | 0 | 0 | 0 | 0
Total | 0 | 0 | 0 | 0 | 0 | 0
VAT001(PT 1 VATRA DORNEI)¦ meter SN:1702234122711490
Tensiune reziduală u% | Durata t ms |  |  |  |  | Total
| 10 < t ≤ 200 | 200 < t ≤ 500 | 500 < t ≤ 1000 | 1000 < t ≤ 5000 | 5000 < t ≤ 60000
80 ≤ u < 90 | 0 | 0 | 0 | 7 | 0 | 7
70 ≤ u < 80 | 0 | 0 | 0 | 0 | 0 | 0
40 ≤ u < 70 | 0 | 0 | 0 | 0 | 0 | 0
5 ≤ u < 40 | 0 | 0 | 0 | 0 | 0 | 0
u < 5 | 0 | 0 | 0 | 0 | 0 | 0
Total | 0 | 0 | 0 | 7 | 0 | 7
VAT002(PT 2 VATRA DORNEI AT.APE MIN)¦ meter SN:1702234122711494
Tensiune reziduală u% | Durata t ms |  |  |  |  | Total
| 10 < t ≤ 200 | 200 < t ≤ 500 | 500 < t ≤ 1000 | 1000 < t ≤ 5000 | 5000 < t ≤ 60000
80 ≤ u < 90 | 0 | 0 | 0 | 5 | 0 | 5
70 ≤ u < 80 | 0 | 0 | 0 | 0 | 0 | 0
40 ≤ u < 70 | 0 | 0 | 0 | 0 | 0 | 0
5 ≤ u < 40 | 0 | 0 | 0 | 0 | 0 | 0
u < 5 | 0 | 0 | 0 | 0 | 0 | 0
Total | 0 | 0 | 0 | 5 | 0 | 5
VAT004(PT 4 VATRA DORNEI FORESTA)¦ meter SN:1702434126595839
Tensiune reziduală u% | Durata t ms |  |  |  |  | Total
| 10 < t ≤ 200 | 200 < t ≤ 500 | 500 < t ≤ 1000 | 1000 < t ≤ 5000 | 5000 < t ≤ 60000
80 ≤ u < 90 | 0 | 0 | 0 | 0 | 0 | 0
70 ≤ u < 80 | 0 | 0 | 0 | 0 | 0 | 0
40 ≤ u < 70 | 0 | 0 | 0 | 0 | 0 | 0
5 ≤ u < 40 | 0 | 0 | 0 | 0 | 0 | 0
u < 5 | 0 | 0 | 0 | 0 | 0 | 0
Total | 0 | 0 | 0 | 0 | 0 | 0
VAT006(PT 6 VATRA DORNEI NICHITUSEN)¦ meter SN:1702234122711492
Tensiune reziduală u% | Durata t ms |  |  |  |  | Total
| 10 < t ≤ 200 | 200 < t ≤ 500 | 500 < t ≤ 1000 | 1000 < t ≤ 5000 | 5000 < t ≤ 60000
80 ≤ u < 90 | 0 | 0 | 0 | 0 | 0 | 0
70 ≤ u < 80 | 0 | 0 | 0 | 0 | 0 | 0
40 ≤ u < 70 | 0 | 0 | 0 | 0 | 0 | 0
5 ≤ u < 40 | 0 | 0 | 0 | 0 | 0 | 0
u < 5 | 0 | 0 | 0 | 0 | 0 | 0
Total | 0 | 0 | 0 | 0 | 0 | 0
VAT007(PT 7 VATRA DORNEI PETROM)¦ meter SN:1702234122645949
Tensiune reziduală u% | Durata t ms |  |  |  |  | Total
| 10 < t ≤ 200 | 200 < t ≤ 500 | 500 < t ≤ 1000 | 1000 < t ≤ 5000 | 5000 < t ≤ 60000
80 ≤ u < 90 | 0 | 0 | 0 | 0 | 0 | 0
70 ≤ u < 80 | 0 | 0 | 0 | 0 | 0 | 0
40 ≤ u < 70 | 0 | 0 | 0 | 0 | 0 | 0
5 ≤ u < 40 | 0 | 0 | 0 | 0 | 0 | 0
u < 5 | 0 | 0 | 0 | 0 | 0 | 0
Total | 0 | 0 | 0 | 0 | 0 | 0
VAT012(PT 12 VATRA DORNEI)¦ meter SN:1702434126595842
Tensiune reziduală u% | Durata t ms |  |  |  |  | Total
| 10 < t ≤ 200 | 200 < t ≤ 500 | 500 < t ≤ 1000 | 1000 < t ≤ 5000 | 5000 < t ≤ 60000
80 ≤ u < 90 | 0 | 0 | 0 | 3 | 0 | 3
70 ≤ u < 80 | 0 | 0 | 0 | 0 | 0 | 0
40 ≤ u < 70 | 0 | 0 | 0 | 0 | 0 | 0
5 ≤ u < 40 | 0 | 0 | 0 | 0 | 0 | 0
u < 5 | 0 | 0 | 0 | 0 | 0 | 0
Total | 0 | 0 | 0 | 3 | 0 | 3
VAT015(PT 15 VATRA DORNEI)¦ meter SN:1702434126595838
Tensiune reziduală u% | Durata t ms |  |  |  |  | Total
| 10 < t ≤ 200 | 200 < t ≤ 500 | 500 < t ≤ 1000 | 1000 < t ≤ 5000 | 5000 < t ≤ 60000
80 ≤ u < 90 | 0 | 0 | 0 | 1 | 0 | 1
70 ≤ u < 80 | 0 | 0 | 0 | 0 | 0 | 0
40 ≤ u < 70 | 0 | 0 | 0 | 0 | 0 | 0
5 ≤ u < 40 | 0 | 0 | 0 | 0 | 0 | 0
u < 5 | 0 | 0 | 0 | 0 | 0 | 0
Total | 0 | 0 | 0 | 1 | 0 | 1
VAT017(PT 17 VATRA DORNEI CHILIA)¦ meter SN:1702434126595837
Tensiune reziduală u% | Durata t ms |  |  |  |  | Total
| 10 < t ≤ 200 | 200 < t ≤ 500 | 500 < t ≤ 1000 | 1000 < t ≤ 5000 | 5000 < t ≤ 60000
80 ≤ u < 90 | 0 | 0 | 0 | 0 | 0 | 0
70 ≤ u < 80 | 0 | 0 | 0 | 0 | 0 | 0
40 ≤ u < 70 | 0 | 0 | 0 | 0 | 0 | 0
5 ≤ u < 40 | 0 | 0 | 0 | 0 | 0 | 0
u < 5 | 0 | 0 | 0 | 0 | 0 | 0
Total | 0 | 0 | 0 | 0 | 0 | 0
VAT019(PT 19 VATRA DORNEI)¦ meter SN:1702234122711493
Tensiune reziduală u% | Durata t ms |  |  |  |  | Total
| 10 < t ≤ 200 | 200 < t ≤ 500 | 500 < t ≤ 1000 | 1000 < t ≤ 5000 | 5000 < t ≤ 60000
80 ≤ u < 90 | 0 | 0 | 0 | 3 | 0 | 3
70 ≤ u < 80 | 0 | 0 | 0 | 0 | 0 | 0
40 ≤ u < 70 | 0 | 0 | 0 | 0 | 0 | 0
5 ≤ u < 40 | 0 | 0 | 0 | 0 | 0 | 0
u < 5 | 0 | 0 | 0 | 0 | 0 | 0
Total | 0 | 0 | 0 | 3 | 0 | 3
VAT020(PT 20 VATRA DORNEI)¦ meter SN:1702234122711489
Tensiune reziduală u% | Durata t ms |  |  |  |  | Total
| 10 < t ≤ 200 | 200 < t ≤ 500 | 500 < t ≤ 1000 | 1000 < t ≤ 5000 | 5000 < t ≤ 60000
80 ≤ u < 90 | 0 | 0 | 0 | 3 | 0 | 3
70 ≤ u < 80 | 0 | 0 | 0 | 0 | 0 | 0
40 ≤ u < 70 | 0 | 0 | 0 | 0 | 0 | 0
5 ≤ u < 40 | 0 | 0 | 0 | 0 | 0 | 0
u < 5 | 0 | 0 | 0 | 0 | 0 | 0
Total | 0 | 0 | 0 | 3 | 0 | 3
VAT021(PT 21 VATRA DORNEI)¦ meter SN:1702234122645963
Tensiune reziduală u% | Durata t ms |  |  |  |  | Total
| 10 < t ≤ 200 | 200 < t ≤ 500 | 500 < t ≤ 1000 | 1000 < t ≤ 5000 | 5000 < t ≤ 60000
80 ≤ u < 90 | 0 | 0 | 0 | 0 | 0 | 0
70 ≤ u < 80 | 0 | 0 | 0 | 0 | 0 | 0
40 ≤ u < 70 | 0 | 0 | 0 | 0 | 0 | 0
5 ≤ u < 40 | 0 | 0 | 0 | 0 | 0 | 0
u < 5 | 0 | 0 | 0 | 0 | 0 | 0
Total | 0 | 0 | 0 | 0 | 0 | 0
VAT023(PT 23 VATRA DORNEI)¦ meter SN:1702234122645959
Tensiune reziduală u% | Durata t ms |  |  |  |  | Total
| 10 < t ≤ 200 | 200 < t ≤ 500 | 500 < t ≤ 1000 | 1000 < t ≤ 5000 | 5000 < t ≤ 60000
80 ≤ u < 90 | 0 | 0 | 0 | 2 | 0 | 2
70 ≤ u < 80 | 0 | 0 | 0 | 0 | 0 | 0
40 ≤ u < 70 | 0 | 0 | 0 | 0 | 0 | 0
5 ≤ u < 40 | 0 | 0 | 0 | 0 | 0 | 0
u < 5 | 0 | 0 | 0 | 0 | 0 | 0
Total | 0 | 0 | 0 | 2 | 0 | 2
VAT024(PT 24 VATRA DORNEI POPENI)¦ meter SN:1702234122645950
Tensiune reziduală u% | Durata t ms |  |  |  |  | Total
| 10 < t ≤ 200 | 200 < t ≤ 500 | 500 < t ≤ 1000 | 1000 < t ≤ 5000 | 5000 < t ≤ 60000
80 ≤ u < 90 | 0 | 0 | 0 | 0 | 0 | 0
70 ≤ u < 80 | 0 | 0 | 0 | 0 | 0 | 0
40 ≤ u < 70 | 0 | 0 | 0 | 0 | 0 | 0
5 ≤ u < 40 | 0 | 0 | 0 | 0 | 0 | 0
u < 5 | 0 | 0 | 0 | 0 | 0 | 0
Total | 0 | 0 | 0 | 0 | 0 | 0
VAT025(PT 25 VATRA DORNEI)¦ meter SN:1702434126595840
Tensiune reziduală u% | Durata t ms |  |  |  |  | Total
| 10 < t ≤ 200 | 200 < t ≤ 500 | 500 < t ≤ 1000 | 1000 < t ≤ 5000 | 5000 < t ≤ 60000
80 ≤ u < 90 | 0 | 0 | 0 | 0 | 0 | 0
70 ≤ u < 80 | 0 | 0 | 0 | 0 | 0 | 0
40 ≤ u < 70 | 0 | 0 | 0 | 0 | 0 | 0
5 ≤ u < 40 | 0 | 0 | 0 | 0 | 0 | 0
u < 5 | 0 | 0 | 0 | 0 | 0 | 0
Total | 0 | 0 | 0 | 0 | 0 | 0
VAT027(PT 27 VATRA DORNEI)¦ meter SN:1702234122645951
Tensiune reziduală u% | Durata t ms |  |  |  |  | Total
| 10 < t ≤ 200 | 200 < t ≤ 500 | 500 < t ≤ 1000 | 1000 < t ≤ 5000 | 5000 < t ≤ 60000
80 ≤ u < 90 | 0 | 0 | 0 | 1 | 0 | 1
70 ≤ u < 80 | 0 | 0 | 0 | 0 | 0 | 0
40 ≤ u < 70 | 0 | 0 | 0 | 0 | 0 | 0
5 ≤ u < 40 | 0 | 0 | 0 | 0 | 0 | 0
u < 5 | 0 | 0 | 0 | 0 | 0 | 0
Total | 0 | 0 | 0 | 1 | 0 | 1
VAT033(PT 33 VATRA DORNEI)¦ meter SN:1702234122711456
Tensiune reziduală u% | Durata t ms |  |  |  |  | Total
| 10 < t ≤ 200 | 200 < t ≤ 500 | 500 < t ≤ 1000 | 1000 < t ≤ 5000 | 5000 < t ≤ 60000
80 ≤ u < 90 | 0 | 0 | 0 | 15 | 0 | 15
70 ≤ u < 80 | 0 | 0 | 0 | 0 | 0 | 0
40 ≤ u < 70 | 0 | 0 | 0 | 0 | 0 | 0
5 ≤ u < 40 | 0 | 0 | 0 | 0 | 0 | 0
u < 5 | 0 | 0 | 0 | 0 | 0 | 0
Total | 0 | 0 | 0 | 15 | 0 | 15
VAT035(PT 35 VATRA DORNEI PR.NEGRESTI)¦ meter SN:1702334123717824
Tensiune reziduală u% | Durata t ms |  |  |  |  | Total
| 10 < t ≤ 200 | 200 < t ≤ 500 | 500 < t ≤ 1000 | 1000 < t ≤ 5000 | 5000 < t ≤ 60000
80 ≤ u < 90 | 0 | 0 | 0 | 0 | 0 | 0
70 ≤ u < 80 | 0 | 0 | 0 | 0 | 0 | 0
40 ≤ u < 70 | 0 | 0 | 0 | 0 | 0 | 0
5 ≤ u < 40 | 0 | 0 | 0 | 0 | 0 | 0
u < 5 | 0 | 0 | 0 | 0 | 0 | 0
Total | 0 | 0 | 0 | 0 | 0 | 0
VAT036(PT 36 VATRA DORNEI NEGRESTI)¦ meter SN:1702234122645946
Tensiune reziduală u% | Durata t ms |  |  |  |  | Total
| 10 < t ≤ 200 | 200 < t ≤ 500 | 500 < t ≤ 1000 | 1000 < t ≤ 5000 | 5000 < t ≤ 60000
80 ≤ u < 90 | 0 | 0 | 0 | 0 | 0 | 0
70 ≤ u < 80 | 0 | 0 | 0 | 0 | 0 | 0
40 ≤ u < 70 | 0 | 0 | 0 | 0 | 0 | 0
5 ≤ u < 40 | 0 | 0 | 0 | 0 | 0 | 0
u < 5 | 0 | 0 | 0 | 0 | 0 | 0
Total | 0 | 0 | 0 | 0 | 0 | 0
VAT038(PT 38 VATRA DORNEI COL.ROSU)¦ meter SN:1702334123717826
Tensiune reziduală u% | Durata t ms |  |  |  |  | Total
| 10 < t ≤ 200 | 200 < t ≤ 500 | 500 < t ≤ 1000 | 1000 < t ≤ 5000 | 5000 < t ≤ 60000
80 ≤ u < 90 | 0 | 0 | 0 | 0 | 0 | 0
70 ≤ u < 80 | 0 | 0 | 0 | 0 | 0 | 0
40 ≤ u < 70 | 0 | 0 | 0 | 0 | 0 | 0
5 ≤ u < 40 | 0 | 0 | 0 | 0 | 0 | 0
u < 5 | 0 | 0 | 0 | 0 | 0 | 0
Total | 0 | 0 | 0 | 0 | 0 | 0
VAT039(PT 39 VATRA DORNEI IRTA)¦ meter SN:1702234122711506
Tensiune reziduală u% | Durata t ms |  |  |  |  | Total
| 10 < t ≤ 200 | 200 < t ≤ 500 | 500 < t ≤ 1000 | 1000 < t ≤ 5000 | 5000 < t ≤ 60000
80 ≤ u < 90 | 0 | 0 | 0 | 3 | 0 | 3
70 ≤ u < 80 | 0 | 0 | 0 | 0 | 0 | 0
40 ≤ u < 70 | 0 | 0 | 0 | 0 | 0 | 0
5 ≤ u < 40 | 0 | 0 | 0 | 0 | 0 | 0
u < 5 | 0 | 0 | 0 | 0 | 0 | 0
Total | 0 | 0 | 0 | 3 | 0 | 3
VAT040(PT 40 VATRA DORNEI PETRENI)¦ meter SN:1702434125895654
Tensiune reziduală u% | Durata t ms |  |  |  |  | Total
| 10 < t ≤ 200 | 200 < t ≤ 500 | 500 < t ≤ 1000 | 1000 < t ≤ 5000 | 5000 < t ≤ 60000
80 ≤ u < 90 | 0 | 0 | 0 | 0 | 0 | 0
70 ≤ u < 80 | 0 | 0 | 0 | 0 | 0 | 0
40 ≤ u < 70 | 0 | 0 | 0 | 0 | 0 | 0
5 ≤ u < 40 | 0 | 0 | 0 | 0 | 0 | 0
u < 5 | 0 | 0 | 0 | 0 | 0 | 0
Total | 0 | 0 | 0 | 0 | 0 | 0
VAT042(PT 42 VATRA DORNEI ROSU 1)¦ meter SN:1702434126595841
Tensiune reziduală u% | Durata t ms |  |  |  |  | Total
| 10 < t ≤ 200 | 200 < t ≤ 500 | 500 < t ≤ 1000 | 1000 < t ≤ 5000 | 5000 < t ≤ 60000
80 ≤ u < 90 | 0 | 0 | 0 | 5 | 0 | 5
70 ≤ u < 80 | 0 | 0 | 0 | 0 | 0 | 0
40 ≤ u < 70 | 0 | 0 | 0 | 0 | 0 | 0
5 ≤ u < 40 | 0 | 0 | 0 | 0 | 0 | 0
u < 5 | 0 | 0 | 0 | 0 | 0 | 0
Total | 0 | 0 | 0 | 5 | 0 | 5
VAT054(PT 54 V.DORNEI PODUL ALUNULUI)¦ meter SN:1702334125532475
Tensiune reziduală u% | Durata t ms |  |  |  |  | Total
| 10 < t ≤ 200 | 200 < t ≤ 500 | 500 < t ≤ 1000 | 1000 < t ≤ 5000 | 5000 < t ≤ 60000
80 ≤ u < 90 | 0 | 0 | 0 | 0 | 0 | 0
70 ≤ u < 80 | 0 | 0 | 0 | 0 | 0 | 0
40 ≤ u < 70 | 0 | 0 | 0 | 0 | 0 | 0
5 ≤ u < 40 | 0 | 0 | 0 | 0 | 0 | 0
u < 5 | 0 | 0 | 0 | 0 | 0 | 0
Total | 0 | 0 | 0 | 0 | 0 | 0
VAT068(PT 68 VATRA DORNEI)¦ meter SN:1702234122711455
Tensiune reziduală u% | Durata t ms |  |  |  |  | Total
| 10 < t ≤ 200 | 200 < t ≤ 500 | 500 < t ≤ 1000 | 1000 < t ≤ 5000 | 5000 < t ≤ 60000
80 ≤ u < 90 | 0 | 0 | 0 | 5 | 0 | 5
70 ≤ u < 80 | 0 | 0 | 0 | 0 | 0 | 0
40 ≤ u < 70 | 0 | 0 | 0 | 0 | 0 | 0
5 ≤ u < 40 | 0 | 0 | 0 | 0 | 0 | 0
u < 5 | 0 | 0 | 0 | 0 | 0 | 0
Total | 0 | 0 | 0 | 5 | 0 | 5
VAT073(PTAV 73 VATRA DORNEI)¦ meter SN:1702234122711552
Tensiune reziduală u% | Durata t ms |  |  |  |  | Total
| 10 < t ≤ 200 | 200 < t ≤ 500 | 500 < t ≤ 1000 | 1000 < t ≤ 5000 | 5000 < t ≤ 60000
80 ≤ u < 90 | 0 | 0 | 0 | 2 | 0 | 2
70 ≤ u < 80 | 0 | 0 | 0 | 0 | 0 | 0
40 ≤ u < 70 | 0 | 0 | 0 | 0 | 0 | 0
5 ≤ u < 40 | 0 | 0 | 0 | 0 | 0 | 0
u < 5 | 0 | 0 | 0 | 0 | 0 | 0
Total | 0 | 0 | 0 | 2 | 0 | 2

## SV30(ZONA RADAUTI)
RAD007(PT 7 RADAUTI)¦ meter SN:1702234122711255
Tensiune reziduală u% | Durata t ms |  |  |  |  | Total
| 10 < t ≤ 200 | 200 < t ≤ 500 | 500 < t ≤ 1000 | 1000 < t ≤ 5000 | 5000 < t ≤ 60000
80 ≤ u < 90 | 0 | 0 | 0 | 0 | 0 | 0
70 ≤ u < 80 | 0 | 0 | 0 | 0 | 0 | 0
40 ≤ u < 70 | 0 | 0 | 0 | 0 | 0 | 0
5 ≤ u < 40 | 0 | 0 | 0 | 0 | 0 | 0
u < 5 | 0 | 0 | 0 | 0 | 0 | 0
Total | 0 | 0 | 0 | 0 | 0 | 0
RAD024(PT 24 RADAUTI)¦ meter SN:1702434126588450
Tensiune reziduală u% | Durata t ms |  |  |  |  | Total
| 10 < t ≤ 200 | 200 < t ≤ 500 | 500 < t ≤ 1000 | 1000 < t ≤ 5000 | 5000 < t ≤ 60000
80 ≤ u < 90 | 0 | 0 | 0 | 0 | 0 | 0
70 ≤ u < 80 | 0 | 0 | 0 | 0 | 0 | 0
40 ≤ u < 70 | 0 | 0 | 0 | 0 | 0 | 0
5 ≤ u < 40 | 0 | 0 | 0 | 0 | 0 | 0
u < 5 | 0 | 0 | 0 | 0 | 0 | 0
Total | 0 | 0 | 0 | 0 | 0 | 0
RAD028(PT 28 RADAUTI)¦ meter SN:1702234122711572
Tensiune reziduală u% | Durata t ms |  |  |  |  | Total
| 10 < t ≤ 200 | 200 < t ≤ 500 | 500 < t ≤ 1000 | 1000 < t ≤ 5000 | 5000 < t ≤ 60000
80 ≤ u < 90 | 0 | 0 | 0 | 0 | 0 | 0
70 ≤ u < 80 | 0 | 0 | 0 | 0 | 0 | 0
40 ≤ u < 70 | 0 | 0 | 0 | 0 | 0 | 0
5 ≤ u < 40 | 0 | 0 | 0 | 0 | 0 | 0
u < 5 | 0 | 0 | 0 | 0 | 0 | 0
Total | 0 | 0 | 0 | 0 | 0 | 0
RAD029(PT 29 RADAUTI)¦ meter SN:1702434126588452
Tensiune reziduală u% | Durata t ms |  |  |  |  | Total
| 10 < t ≤ 200 | 200 < t ≤ 500 | 500 < t ≤ 1000 | 1000 < t ≤ 5000 | 5000 < t ≤ 60000
80 ≤ u < 90 | 0 | 0 | 0 | 0 | 0 | 0
70 ≤ u < 80 | 0 | 0 | 0 | 0 | 0 | 0
40 ≤ u < 70 | 0 | 0 | 0 | 0 | 0 | 0
5 ≤ u < 40 | 0 | 0 | 0 | 0 | 0 | 0
u < 5 | 0 | 0 | 0 | 0 | 0 | 0
Total | 0 | 0 | 0 | 0 | 0 | 0
RAD050(PT 50 RADAUTI)¦ meter SN:1702234122711538
Tensiune reziduală u% | Durata t ms |  |  |  |  | Total
| 10 < t ≤ 200 | 200 < t ≤ 500 | 500 < t ≤ 1000 | 1000 < t ≤ 5000 | 5000 < t ≤ 60000
80 ≤ u < 90 | 0 | 0 | 0 | 0 | 0 | 0
70 ≤ u < 80 | 0 | 0 | 0 | 0 | 0 | 0
40 ≤ u < 70 | 0 | 0 | 0 | 0 | 0 | 0
5 ≤ u < 40 | 0 | 0 | 0 | 0 | 0 | 0
u < 5 | 0 | 0 | 0 | 0 | 0 | 0
Total | 0 | 0 | 0 | 0 | 0 | 0
RAD050(PT 50 RADAUTI)¦ meter SN:1702234122711540
Tensiune reziduală u% | Durata t ms |  |  |  |  | Total
| 10 < t ≤ 200 | 200 < t ≤ 500 | 500 < t ≤ 1000 | 1000 < t ≤ 5000 | 5000 < t ≤ 60000
80 ≤ u < 90 | 0 | 0 | 0 | 0 | 0 | 0
70 ≤ u < 80 | 0 | 0 | 0 | 0 | 0 | 0
40 ≤ u < 70 | 0 | 0 | 0 | 0 | 0 | 0
5 ≤ u < 40 | 0 | 0 | 0 | 0 | 0 | 0
u < 5 | 0 | 0 | 0 | 0 | 0 | 0
Total | 0 | 0 | 0 | 0 | 0 | 0
RAD080(PT 80 RADAUTI)¦ meter SN:1702234122711570
Tensiune reziduală u% | Durata t ms |  |  |  |  | Total
| 10 < t ≤ 200 | 200 < t ≤ 500 | 500 < t ≤ 1000 | 1000 < t ≤ 5000 | 5000 < t ≤ 60000
80 ≤ u < 90 | 0 | 0 | 0 | 0 | 0 | 0
70 ≤ u < 80 | 0 | 0 | 0 | 0 | 0 | 0
40 ≤ u < 70 | 0 | 0 | 0 | 0 | 0 | 0
5 ≤ u < 40 | 0 | 0 | 0 | 0 | 0 | 0
u < 5 | 0 | 0 | 0 | 0 | 0 | 0
Total | 0 | 0 | 0 | 0 | 0 | 0
RAD092(PTAB 92 RADAUTI)¦ meter SN:1702234122711259
Tensiune reziduală u% | Durata t ms |  |  |  |  | Total
| 10 < t ≤ 200 | 200 < t ≤ 500 | 500 < t ≤ 1000 | 1000 < t ≤ 5000 | 5000 < t ≤ 60000
80 ≤ u < 90 | 0 | 0 | 0 | 0 | 0 | 0
70 ≤ u < 80 | 0 | 0 | 0 | 0 | 0 | 0
40 ≤ u < 70 | 0 | 0 | 0 | 0 | 0 | 0
5 ≤ u < 40 | 0 | 0 | 0 | 0 | 0 | 0
u < 5 | 0 | 0 | 0 | 0 | 0 | 0
Total | 0 | 0 | 0 | 0 | 0 | 0
RAD29B(PT 29 BIS RADAUTI)¦ meter SN:1702234122711256
Tensiune reziduală u% | Durata t ms |  |  |  |  | Total
| 10 < t ≤ 200 | 200 < t ≤ 500 | 500 < t ≤ 1000 | 1000 < t ≤ 5000 | 5000 < t ≤ 60000
80 ≤ u < 90 | 0 | 0 | 0 | 0 | 0 | 0
70 ≤ u < 80 | 0 | 0 | 0 | 0 | 0 | 0
40 ≤ u < 70 | 0 | 0 | 0 | 0 | 0 | 0
5 ≤ u < 40 | 0 | 0 | 0 | 0 | 0 | 0
u < 5 | 0 | 0 | 0 | 0 | 0 | 0
Total | 0 | 0 | 0 | 0 | 0 | 0
BADE01(PT 1 BADEUTI)¦ meter SN:1702434126423034
Tensiune reziduală u% | Durata t ms |  |  |  |  | Total
| 10 < t ≤ 200 | 200 < t ≤ 500 | 500 < t ≤ 1000 | 1000 < t ≤ 5000 | 5000 < t ≤ 60000
80 ≤ u < 90 | 0 | 0 | 0 | 0 | 0 | 0
70 ≤ u < 80 | 0 | 0 | 0 | 0 | 0 | 0
40 ≤ u < 70 | 0 | 0 | 0 | 0 | 0 | 0
5 ≤ u < 40 | 0 | 0 | 0 | 0 | 0 | 0
u < 5 | 0 | 0 | 0 | 0 | 0 | 0
Total | 0 | 0 | 0 | 0 | 0 | 0
BADE02(PT 2 BADEUTI)¦ meter SN:1702434126423039
Tensiune reziduală u% | Durata t ms |  |  |  |  | Total
| 10 < t ≤ 200 | 200 < t ≤ 500 | 500 < t ≤ 1000 | 1000 < t ≤ 5000 | 5000 < t ≤ 60000
80 ≤ u < 90 | 0 | 0 | 0 | 0 | 0 | 0
70 ≤ u < 80 | 0 | 0 | 0 | 0 | 0 | 0
40 ≤ u < 70 | 0 | 0 | 0 | 0 | 0 | 0
5 ≤ u < 40 | 0 | 0 | 0 | 0 | 0 | 0
u < 5 | 0 | 0 | 0 | 0 | 0 | 0
Total | 0 | 0 | 0 | 0 | 0 | 0
BADE03(PT 3 BADEUTI)¦ meter SN:1702434126423036
Tensiune reziduală u% | Durata t ms |  |  |  |  | Total
| 10 < t ≤ 200 | 200 < t ≤ 500 | 500 < t ≤ 1000 | 1000 < t ≤ 5000 | 5000 < t ≤ 60000
80 ≤ u < 90 | 0 | 0 | 0 | 0 | 0 | 0
70 ≤ u < 80 | 0 | 0 | 0 | 0 | 0 | 0
40 ≤ u < 70 | 0 | 0 | 0 | 0 | 0 | 0
5 ≤ u < 40 | 0 | 0 | 0 | 0 | 0 | 0
u < 5 | 0 | 0 | 0 | 0 | 0 | 0
Total | 0 | 0 | 0 | 0 | 0 | 0
BADE04(PT 4 BADEUTI)¦ meter SN:1702434126423038
Tensiune reziduală u% | Durata t ms |  |  |  |  | Total
| 10 < t ≤ 200 | 200 < t ≤ 500 | 500 < t ≤ 1000 | 1000 < t ≤ 5000 | 5000 < t ≤ 60000
80 ≤ u < 90 | 0 | 0 | 0 | 0 | 0 | 0
70 ≤ u < 80 | 0 | 0 | 0 | 0 | 0 | 0
40 ≤ u < 70 | 0 | 0 | 0 | 0 | 0 | 0
5 ≤ u < 40 | 0 | 0 | 0 | 0 | 0 | 0
u < 5 | 0 | 0 | 0 | 0 | 0 | 0
Total | 0 | 0 | 0 | 0 | 0 | 0
GALA01(PT 1 GALANESTI)¦ meter SN:1702434126423052
Tensiune reziduală u% | Durata t ms |  |  |  |  | Total
| 10 < t ≤ 200 | 200 < t ≤ 500 | 500 < t ≤ 1000 | 1000 < t ≤ 5000 | 5000 < t ≤ 60000
80 ≤ u < 90 | 0 | 0 | 0 | 0 | 0 | 0
70 ≤ u < 80 | 0 | 0 | 0 | 0 | 0 | 0
40 ≤ u < 70 | 0 | 0 | 0 | 0 | 0 | 0
5 ≤ u < 40 | 0 | 0 | 0 | 0 | 0 | 0
u < 5 | 0 | 0 | 0 | 0 | 0 | 0
Total | 0 | 0 | 0 | 0 | 0 | 0
GALA02(PT 2 GALANESTI)¦ meter SN:1702434126423054
Tensiune reziduală u% | Durata t ms |  |  |  |  | Total
| 10 < t ≤ 200 | 200 < t ≤ 500 | 500 < t ≤ 1000 | 1000 < t ≤ 5000 | 5000 < t ≤ 60000
80 ≤ u < 90 | 0 | 0 | 0 | 0 | 0 | 0
70 ≤ u < 80 | 0 | 0 | 0 | 0 | 0 | 0
40 ≤ u < 70 | 0 | 0 | 0 | 0 | 0 | 0
5 ≤ u < 40 | 0 | 0 | 0 | 0 | 0 | 0
u < 5 | 0 | 0 | 0 | 0 | 0 | 0
Total | 0 | 0 | 0 | 0 | 0 | 0
GALA03(PT 3 GALANESTI)¦ meter SN:1702434126423057
Tensiune reziduală u% | Durata t ms |  |  |  |  | Total
| 10 < t ≤ 200 | 200 < t ≤ 500 | 500 < t ≤ 1000 | 1000 < t ≤ 5000 | 5000 < t ≤ 60000
80 ≤ u < 90 | 0 | 0 | 0 | 0 | 0 | 0
70 ≤ u < 80 | 0 | 0 | 0 | 0 | 0 | 0
40 ≤ u < 70 | 0 | 0 | 0 | 0 | 0 | 0
5 ≤ u < 40 | 0 | 0 | 0 | 0 | 0 | 0
u < 5 | 0 | 0 | 0 | 0 | 0 | 0
Total | 0 | 0 | 0 | 0 | 0 | 0
GALA04(PT 4 GALANESTI)¦ meter SN:1702434126423053
Tensiune reziduală u% | Durata t ms |  |  |  |  | Total
| 10 < t ≤ 200 | 200 < t ≤ 500 | 500 < t ≤ 1000 | 1000 < t ≤ 5000 | 5000 < t ≤ 60000
80 ≤ u < 90 | 0 | 0 | 0 | 0 | 0 | 0
70 ≤ u < 80 | 0 | 0 | 0 | 0 | 0 | 0
40 ≤ u < 70 | 0 | 0 | 0 | 0 | 0 | 0
5 ≤ u < 40 | 0 | 0 | 0 | 0 | 0 | 0
u < 5 | 0 | 0 | 0 | 0 | 0 | 0
Total | 0 | 0 | 0 | 0 | 0 | 0
GALA05(PT 5 GALANESTI)¦ meter SN:1702434125831879
Tensiune reziduală u% | Durata t ms |  |  |  |  | Total
| 10 < t ≤ 200 | 200 < t ≤ 500 | 500 < t ≤ 1000 | 1000 < t ≤ 5000 | 5000 < t ≤ 60000
80 ≤ u < 90 | 0 | 0 | 0 | 0 | 0 | 0
70 ≤ u < 80 | 0 | 0 | 0 | 0 | 0 | 0
40 ≤ u < 70 | 0 | 0 | 0 | 0 | 0 | 0
5 ≤ u < 40 | 0 | 0 | 0 | 0 | 0 | 0
u < 5 | 0 | 0 | 0 | 0 | 0 | 0
Total | 0 | 0 | 0 | 0 | 0 | 0
GALA06(PT 6 GALANESTI)¦ meter SN:1702334124027337
Tensiune reziduală u% | Durata t ms |  |  |  |  | Total
| 10 < t ≤ 200 | 200 < t ≤ 500 | 500 < t ≤ 1000 | 1000 < t ≤ 5000 | 5000 < t ≤ 60000
80 ≤ u < 90 | 0 | 0 | 0 | 0 | 0 | 0
70 ≤ u < 80 | 0 | 0 | 0 | 0 | 0 | 0
40 ≤ u < 70 | 0 | 0 | 0 | 0 | 0 | 0
5 ≤ u < 40 | 0 | 0 | 0 | 0 | 0 | 0
u < 5 | 0 | 0 | 0 | 0 | 0 | 0
Total | 0 | 0 | 0 | 0 | 0 | 0
GALA08(PT 8 GALANESTI)¦ meter SN:1702434126588448
Tensiune reziduală u% | Durata t ms |  |  |  |  | Total
| 10 < t ≤ 200 | 200 < t ≤ 500 | 500 < t ≤ 1000 | 1000 < t ≤ 5000 | 5000 < t ≤ 60000
80 ≤ u < 90 | 0 | 0 | 0 | 1 | 0 | 1
70 ≤ u < 80 | 0 | 0 | 0 | 0 | 0 | 0
40 ≤ u < 70 | 0 | 0 | 0 | 0 | 0 | 0
5 ≤ u < 40 | 0 | 0 | 0 | 0 | 0 | 0
u < 5 | 0 | 0 | 0 | 0 | 0 | 0
Total | 0 | 0 | 0 | 1 | 0 | 1
GALA09(PT 9 GALANESTI)¦ meter SN:1702434126423055
Tensiune reziduală u% | Durata t ms |  |  |  |  | Total
| 10 < t ≤ 200 | 200 < t ≤ 500 | 500 < t ≤ 1000 | 1000 < t ≤ 5000 | 5000 < t ≤ 60000
80 ≤ u < 90 | 0 | 0 | 0 | 0 | 0 | 0
70 ≤ u < 80 | 0 | 0 | 0 | 0 | 0 | 0
40 ≤ u < 70 | 0 | 0 | 0 | 0 | 0 | 0
5 ≤ u < 40 | 0 | 0 | 0 | 0 | 0 | 0
u < 5 | 0 | 0 | 0 | 0 | 0 | 0
Total | 0 | 0 | 0 | 0 | 0 | 0
GALA11(PT 11 GALANESTI)¦ meter SN:1702434126423086
Tensiune reziduală u% | Durata t ms |  |  |  |  | Total
| 10 < t ≤ 200 | 200 < t ≤ 500 | 500 < t ≤ 1000 | 1000 < t ≤ 5000 | 5000 < t ≤ 60000
80 ≤ u < 90 | 0 | 0 | 0 | 0 | 0 | 0
70 ≤ u < 80 | 0 | 0 | 0 | 0 | 0 | 0
40 ≤ u < 70 | 0 | 0 | 0 | 0 | 0 | 0
5 ≤ u < 40 | 0 | 0 | 0 | 0 | 0 | 0
u < 5 | 0 | 0 | 0 | 0 | 0 | 0
Total | 0 | 0 | 0 | 0 | 0 | 0
GALA11(PT 11 GALANESTI)¦ meter SN:1702434126423087
Tensiune reziduală u% | Durata t ms |  |  |  |  | Total
| 10 < t ≤ 200 | 200 < t ≤ 500 | 500 < t ≤ 1000 | 1000 < t ≤ 5000 | 5000 < t ≤ 60000
80 ≤ u < 90 | 0 | 0 | 0 | 0 | 0 | 0
70 ≤ u < 80 | 0 | 0 | 0 | 0 | 0 | 0
40 ≤ u < 70 | 0 | 0 | 0 | 0 | 0 | 0
5 ≤ u < 40 | 0 | 0 | 0 | 0 | 0 | 0
u < 5 | 0 | 0 | 0 | 0 | 0 | 0
Total | 0 | 0 | 0 | 0 | 0 | 0
GALA13(PT 13 GALANESTI)¦ meter SN:1702334124027339
Tensiune reziduală u% | Durata t ms |  |  |  |  | Total
| 10 < t ≤ 200 | 200 < t ≤ 500 | 500 < t ≤ 1000 | 1000 < t ≤ 5000 | 5000 < t ≤ 60000
80 ≤ u < 90 | 0 | 0 | 0 | 0 | 0 | 0
70 ≤ u < 80 | 0 | 0 | 0 | 0 | 0 | 0
40 ≤ u < 70 | 0 | 0 | 0 | 0 | 0 | 0
5 ≤ u < 40 | 0 | 0 | 0 | 0 | 0 | 0
u < 5 | 0 | 0 | 0 | 0 | 0 | 0
Total | 0 | 0 | 0 | 0 | 0 | 0
GALA14(PT 14 GALANESTI)¦ meter SN:1702434126423056
Tensiune reziduală u% | Durata t ms |  |  |  |  | Total
| 10 < t ≤ 200 | 200 < t ≤ 500 | 500 < t ≤ 1000 | 1000 < t ≤ 5000 | 5000 < t ≤ 60000
80 ≤ u < 90 | 0 | 0 | 0 | 0 | 0 | 0
70 ≤ u < 80 | 0 | 0 | 0 | 0 | 0 | 0
40 ≤ u < 70 | 0 | 0 | 0 | 0 | 0 | 0
5 ≤ u < 40 | 0 | 0 | 0 | 0 | 0 | 0
u < 5 | 0 | 0 | 0 | 0 | 0 | 0
Total | 0 | 0 | 0 | 0 | 0 | 0
GALA15(PT 15 GALANESTI)¦ meter SN:1702434126588457
Tensiune reziduală u% | Durata t ms |  |  |  |  | Total
| 10 < t ≤ 200 | 200 < t ≤ 500 | 500 < t ≤ 1000 | 1000 < t ≤ 5000 | 5000 < t ≤ 60000
80 ≤ u < 90 | 0 | 0 | 0 | 0 | 0 | 0
70 ≤ u < 80 | 0 | 0 | 0 | 0 | 0 | 0
40 ≤ u < 70 | 0 | 0 | 0 | 0 | 0 | 0
5 ≤ u < 40 | 0 | 0 | 0 | 0 | 0 | 0
u < 5 | 0 | 0 | 0 | 0 | 0 | 0
Total | 0 | 0 | 0 | 0 | 0 | 0
GALA20(PTA 20 GALANESTI)¦ meter SN:1702334124027338
Tensiune reziduală u% | Durata t ms |  |  |  |  | Total
| 10 < t ≤ 200 | 200 < t ≤ 500 | 500 < t ≤ 1000 | 1000 < t ≤ 5000 | 5000 < t ≤ 60000
80 ≤ u < 90 | 0 | 0 | 0 | 0 | 0 | 0
70 ≤ u < 80 | 0 | 0 | 0 | 0 | 0 | 0
40 ≤ u < 70 | 0 | 0 | 0 | 0 | 0 | 0
5 ≤ u < 40 | 0 | 0 | 0 | 0 | 0 | 0
u < 5 | 0 | 0 | 0 | 0 | 0 | 0
Total | 0 | 0 | 0 | 0 | 0 | 0
GALA21(PTA 21 GALANESTI)¦ meter SN:1702434126588455
Tensiune reziduală u% | Durata t ms |  |  |  |  | Total
| 10 < t ≤ 200 | 200 < t ≤ 500 | 500 < t ≤ 1000 | 1000 < t ≤ 5000 | 5000 < t ≤ 60000
80 ≤ u < 90 | 0 | 0 | 0 | 0 | 0 | 0
70 ≤ u < 80 | 0 | 0 | 0 | 0 | 0 | 0
40 ≤ u < 70 | 0 | 0 | 0 | 0 | 0 | 0
5 ≤ u < 40 | 0 | 0 | 0 | 0 | 0 | 0
u < 5 | 0 | 0 | 0 | 0 | 0 | 0
Total | 0 | 0 | 0 | 0 | 0 | 0
MILI01(PT 1 MILISAUTI)¦ meter SN:1702334124027367
Tensiune reziduală u% | Durata t ms |  |  |  |  | Total
| 10 < t ≤ 200 | 200 < t ≤ 500 | 500 < t ≤ 1000 | 1000 < t ≤ 5000 | 5000 < t ≤ 60000
80 ≤ u < 90 | 0 | 0 | 0 | 0 | 0 | 0
70 ≤ u < 80 | 0 | 0 | 0 | 0 | 0 | 0
40 ≤ u < 70 | 0 | 0 | 0 | 0 | 0 | 0
5 ≤ u < 40 | 0 | 0 | 0 | 0 | 0 | 0
u < 5 | 0 | 0 | 0 | 0 | 0 | 0
Total | 0 | 0 | 0 | 0 | 0 | 0
MILI03(PT 3 MILISAUTI)¦ meter SN:1702234122711567
Tensiune reziduală u% | Durata t ms |  |  |  |  | Total
| 10 < t ≤ 200 | 200 < t ≤ 500 | 500 < t ≤ 1000 | 1000 < t ≤ 5000 | 5000 < t ≤ 60000
80 ≤ u < 90 | 0 | 0 | 0 | 0 | 0 | 0
70 ≤ u < 80 | 0 | 0 | 0 | 0 | 0 | 0
40 ≤ u < 70 | 0 | 0 | 0 | 0 | 0 | 0
5 ≤ u < 40 | 0 | 0 | 0 | 0 | 0 | 0
u < 5 | 0 | 0 | 0 | 0 | 0 | 0
Total | 0 | 0 | 0 | 0 | 0 | 0
MILI05(PT 5 MILISAUTI)¦ meter SN:1702434126588451
Tensiune reziduală u% | Durata t ms |  |  |  |  | Total
| 10 < t ≤ 200 | 200 < t ≤ 500 | 500 < t ≤ 1000 | 1000 < t ≤ 5000 | 5000 < t ≤ 60000
80 ≤ u < 90 | 0 | 0 | 0 | 3 | 0 | 3
70 ≤ u < 80 | 0 | 0 | 0 | 0 | 0 | 0
40 ≤ u < 70 | 0 | 0 | 0 | 0 | 0 | 0
5 ≤ u < 40 | 0 | 0 | 0 | 0 | 0 | 0
u < 5 | 0 | 0 | 0 | 0 | 0 | 0
Total | 0 | 0 | 0 | 3 | 0 | 3
MILI10(PT 10 MILISAUTI)¦ meter SN:1702234122711571
Tensiune reziduală u% | Durata t ms |  |  |  |  | Total
| 10 < t ≤ 200 | 200 < t ≤ 500 | 500 < t ≤ 1000 | 1000 < t ≤ 5000 | 5000 < t ≤ 60000
80 ≤ u < 90 | 0 | 0 | 0 | 7 | 0 | 7
70 ≤ u < 80 | 0 | 0 | 0 | 0 | 0 | 0
40 ≤ u < 70 | 0 | 0 | 0 | 0 | 0 | 0
5 ≤ u < 40 | 0 | 0 | 0 | 0 | 0 | 0
u < 5 | 0 | 0 | 0 | 0 | 0 | 0
Total | 0 | 0 | 0 | 7 | 0 | 7
MRGN01(PT 1 MARGINEA)¦ meter SN:1702434126423049
Tensiune reziduală u% | Durata t ms |  |  |  |  | Total
| 10 < t ≤ 200 | 200 < t ≤ 500 | 500 < t ≤ 1000 | 1000 < t ≤ 5000 | 5000 < t ≤ 60000
80 ≤ u < 90 | 0 | 0 | 0 | 0 | 0 | 0
70 ≤ u < 80 | 0 | 0 | 0 | 0 | 0 | 0
40 ≤ u < 70 | 0 | 0 | 0 | 0 | 0 | 0
5 ≤ u < 40 | 0 | 0 | 0 | 0 | 0 | 0
u < 5 | 0 | 0 | 0 | 0 | 0 | 0
Total | 0 | 0 | 0 | 0 | 0 | 0
MRGN02(PT 2 MARGINEA)¦ meter SN:1702434126423083
Tensiune reziduală u% | Durata t ms |  |  |  |  | Total
| 10 < t ≤ 200 | 200 < t ≤ 500 | 500 < t ≤ 1000 | 1000 < t ≤ 5000 | 5000 < t ≤ 60000
80 ≤ u < 90 | 0 | 0 | 0 | 0 | 0 | 0
70 ≤ u < 80 | 0 | 0 | 0 | 0 | 0 | 0
40 ≤ u < 70 | 0 | 0 | 0 | 0 | 0 | 0
5 ≤ u < 40 | 0 | 0 | 0 | 0 | 0 | 0
u < 5 | 0 | 0 | 0 | 0 | 0 | 0
Total | 0 | 0 | 0 | 0 | 0 | 0
MRGN03(PT 3 MARGINEA)¦ meter SN:1702434126423085
Tensiune reziduală u% | Durata t ms |  |  |  |  | Total
| 10 < t ≤ 200 | 200 < t ≤ 500 | 500 < t ≤ 1000 | 1000 < t ≤ 5000 | 5000 < t ≤ 60000
80 ≤ u < 90 | 0 | 0 | 0 | 0 | 0 | 0
70 ≤ u < 80 | 0 | 0 | 0 | 0 | 0 | 0
40 ≤ u < 70 | 0 | 0 | 0 | 0 | 0 | 0
5 ≤ u < 40 | 0 | 0 | 0 | 0 | 0 | 0
u < 5 | 0 | 0 | 0 | 0 | 0 | 0
Total | 0 | 0 | 0 | 0 | 0 | 0
MRGN04(PT 4 MARGINEA)¦ meter SN:1702434126423089
Tensiune reziduală u% | Durata t ms |  |  |  |  | Total
| 10 < t ≤ 200 | 200 < t ≤ 500 | 500 < t ≤ 1000 | 1000 < t ≤ 5000 | 5000 < t ≤ 60000
80 ≤ u < 90 | 0 | 0 | 0 | 0 | 0 | 0
70 ≤ u < 80 | 0 | 0 | 0 | 0 | 0 | 0
40 ≤ u < 70 | 0 | 0 | 0 | 0 | 0 | 0
5 ≤ u < 40 | 0 | 0 | 0 | 0 | 0 | 0
u < 5 | 0 | 0 | 0 | 0 | 0 | 0
Total | 0 | 0 | 0 | 0 | 0 | 0
MRGN05(PT 5 MARGINEA)¦ meter SN:1702434126423029
Tensiune reziduală u% | Durata t ms |  |  |  |  | Total
| 10 < t ≤ 200 | 200 < t ≤ 500 | 500 < t ≤ 1000 | 1000 < t ≤ 5000 | 5000 < t ≤ 60000
80 ≤ u < 90 | 0 | 0 | 0 | 0 | 0 | 0
70 ≤ u < 80 | 0 | 0 | 0 | 0 | 0 | 0
40 ≤ u < 70 | 0 | 0 | 0 | 0 | 0 | 0
5 ≤ u < 40 | 0 | 0 | 0 | 0 | 0 | 0
u < 5 | 0 | 0 | 0 | 0 | 0 | 0
Total | 0 | 0 | 0 | 0 | 0 | 0
MRGN06(PT 6 MARGINEA)¦ meter SN:1702434126423075
Tensiune reziduală u% | Durata t ms |  |  |  |  | Total
| 10 < t ≤ 200 | 200 < t ≤ 500 | 500 < t ≤ 1000 | 1000 < t ≤ 5000 | 5000 < t ≤ 60000
80 ≤ u < 90 | 0 | 0 | 0 | 0 | 0 | 0
70 ≤ u < 80 | 0 | 0 | 0 | 0 | 0 | 0
40 ≤ u < 70 | 0 | 0 | 0 | 0 | 0 | 0
5 ≤ u < 40 | 0 | 0 | 0 | 0 | 0 | 0
u < 5 | 0 | 0 | 0 | 0 | 0 | 0
Total | 0 | 0 | 0 | 0 | 0 | 0
MRGN07(PT 7 MARGINEA)¦ meter SN:1702434126423088
Tensiune reziduală u% | Durata t ms |  |  |  |  | Total
| 10 < t ≤ 200 | 200 < t ≤ 500 | 500 < t ≤ 1000 | 1000 < t ≤ 5000 | 5000 < t ≤ 60000
80 ≤ u < 90 | 0 | 0 | 0 | 0 | 0 | 0
70 ≤ u < 80 | 0 | 0 | 0 | 0 | 0 | 0
40 ≤ u < 70 | 0 | 0 | 0 | 0 | 0 | 0
5 ≤ u < 40 | 0 | 0 | 0 | 0 | 0 | 0
u < 5 | 0 | 0 | 0 | 0 | 0 | 0
Total | 0 | 0 | 0 | 0 | 0 | 0
MRGN08(PT 8 MARGINEA)¦ meter SN:1702434126423091
Tensiune reziduală u% | Durata t ms |  |  |  |  | Total
| 10 < t ≤ 200 | 200 < t ≤ 500 | 500 < t ≤ 1000 | 1000 < t ≤ 5000 | 5000 < t ≤ 60000
80 ≤ u < 90 | 0 | 0 | 0 | 0 | 0 | 0
70 ≤ u < 80 | 0 | 0 | 0 | 0 | 0 | 0
40 ≤ u < 70 | 0 | 0 | 0 | 0 | 0 | 0
5 ≤ u < 40 | 0 | 0 | 0 | 0 | 0 | 0
u < 5 | 0 | 0 | 0 | 0 | 0 | 0
Total | 0 | 0 | 0 | 0 | 0 | 0
MRGN09(PT 9 MARGINEA)¦ meter SN:1702434126423051
Tensiune reziduală u% | Durata t ms |  |  |  |  | Total
| 10 < t ≤ 200 | 200 < t ≤ 500 | 500 < t ≤ 1000 | 1000 < t ≤ 5000 | 5000 < t ≤ 60000
80 ≤ u < 90 | 0 | 0 | 0 | 0 | 0 | 0
70 ≤ u < 80 | 0 | 0 | 0 | 0 | 0 | 0
40 ≤ u < 70 | 0 | 0 | 0 | 0 | 0 | 0
5 ≤ u < 40 | 0 | 0 | 0 | 0 | 0 | 0
u < 5 | 0 | 0 | 0 | 0 | 0 | 0
Total | 0 | 0 | 0 | 0 | 0 | 0
MRGN10(PT 10 MARGINEA)¦ meter SN:1702434126423028
Tensiune reziduală u% | Durata t ms |  |  |  |  | Total
| 10 < t ≤ 200 | 200 < t ≤ 500 | 500 < t ≤ 1000 | 1000 < t ≤ 5000 | 5000 < t ≤ 60000
80 ≤ u < 90 | 0 | 0 | 0 | 0 | 0 | 0
70 ≤ u < 80 | 0 | 0 | 0 | 0 | 0 | 0
40 ≤ u < 70 | 0 | 0 | 0 | 0 | 0 | 0
5 ≤ u < 40 | 0 | 0 | 0 | 0 | 0 | 0
u < 5 | 0 | 0 | 0 | 0 | 0 | 0
Total | 0 | 0 | 0 | 0 | 0 | 0
MRGN11(PT 11 MARGINEA)¦ meter SN:1702434126423048
Tensiune reziduală u% | Durata t ms |  |  |  |  | Total
| 10 < t ≤ 200 | 200 < t ≤ 500 | 500 < t ≤ 1000 | 1000 < t ≤ 5000 | 5000 < t ≤ 60000
80 ≤ u < 90 | 0 | 0 | 0 | 0 | 0 | 0
70 ≤ u < 80 | 0 | 0 | 0 | 0 | 0 | 0
40 ≤ u < 70 | 0 | 0 | 0 | 0 | 0 | 0
5 ≤ u < 40 | 0 | 0 | 0 | 0 | 0 | 0
u < 5 | 0 | 0 | 0 | 0 | 0 | 0
Total | 0 | 0 | 0 | 0 | 0 | 0
MRGN13(PT 13 MARGINEA)¦ meter SN:1702434126588449
Tensiune reziduală u% | Durata t ms |  |  |  |  | Total
| 10 < t ≤ 200 | 200 < t ≤ 500 | 500 < t ≤ 1000 | 1000 < t ≤ 5000 | 5000 < t ≤ 60000
80 ≤ u < 90 | 0 | 0 | 0 | 0 | 0 | 0
70 ≤ u < 80 | 0 | 0 | 0 | 0 | 0 | 0
40 ≤ u < 70 | 0 | 0 | 0 | 0 | 0 | 0
5 ≤ u < 40 | 0 | 0 | 0 | 0 | 0 | 0
u < 5 | 0 | 0 | 0 | 0 | 0 | 0
Total | 0 | 0 | 0 | 0 | 0 | 0
MRGN15(PT 15 MARGINEA)¦ meter SN:1702434126423046
Tensiune reziduală u% | Durata t ms |  |  |  |  | Total
| 10 < t ≤ 200 | 200 < t ≤ 500 | 500 < t ≤ 1000 | 1000 < t ≤ 5000 | 5000 < t ≤ 60000
80 ≤ u < 90 | 0 | 0 | 0 | 0 | 0 | 0
70 ≤ u < 80 | 0 | 0 | 0 | 0 | 0 | 0
40 ≤ u < 70 | 0 | 0 | 0 | 0 | 0 | 0
5 ≤ u < 40 | 0 | 0 | 0 | 0 | 0 | 0
u < 5 | 0 | 0 | 0 | 0 | 0 | 0
Total | 0 | 0 | 0 | 0 | 0 | 0
MRGN18(PT 18 MARGINEA)¦ meter SN:1702434126423090
Tensiune reziduală u% | Durata t ms |  |  |  |  | Total
| 10 < t ≤ 200 | 200 < t ≤ 500 | 500 < t ≤ 1000 | 1000 < t ≤ 5000 | 5000 < t ≤ 60000
80 ≤ u < 90 | 0 | 0 | 0 | 0 | 0 | 0
70 ≤ u < 80 | 0 | 0 | 0 | 0 | 0 | 0
40 ≤ u < 70 | 0 | 0 | 0 | 0 | 0 | 0
5 ≤ u < 40 | 0 | 0 | 0 | 0 | 0 | 0
u < 5 | 0 | 0 | 0 | 0 | 0 | 0
Total | 0 | 0 | 0 | 0 | 0 | 0
MRGN19(PT 19 MARGINEA)¦ meter SN:1702434126423033
Tensiune reziduală u% | Durata t ms |  |  |  |  | Total
| 10 < t ≤ 200 | 200 < t ≤ 500 | 500 < t ≤ 1000 | 1000 < t ≤ 5000 | 5000 < t ≤ 60000
80 ≤ u < 90 | 0 | 0 | 0 | 0 | 0 | 0
70 ≤ u < 80 | 0 | 0 | 0 | 0 | 0 | 0
40 ≤ u < 70 | 0 | 0 | 0 | 0 | 0 | 0
5 ≤ u < 40 | 0 | 0 | 0 | 0 | 0 | 0
u < 5 | 0 | 0 | 0 | 0 | 0 | 0
Total | 0 | 0 | 0 | 0 | 0 | 0
MRGN21(PT 21 MARGINEA)¦ meter SN:1702234122711526
Tensiune reziduală u% | Durata t ms |  |  |  |  | Total
| 10 < t ≤ 200 | 200 < t ≤ 500 | 500 < t ≤ 1000 | 1000 < t ≤ 5000 | 5000 < t ≤ 60000
80 ≤ u < 90 | 0 | 0 | 0 | 5 | 0 | 5
70 ≤ u < 80 | 0 | 0 | 0 | 0 | 0 | 0
40 ≤ u < 70 | 0 | 0 | 0 | 0 | 0 | 0
5 ≤ u < 40 | 0 | 0 | 0 | 0 | 0 | 0
u < 5 | 0 | 0 | 0 | 0 | 0 | 0
Total | 0 | 0 | 0 | 5 | 0 | 5
MRGN25(PT 25 MARGINEA)¦ meter SN:1702434126423092
Tensiune reziduală u% | Durata t ms |  |  |  |  | Total
| 10 < t ≤ 200 | 200 < t ≤ 500 | 500 < t ≤ 1000 | 1000 < t ≤ 5000 | 5000 < t ≤ 60000
80 ≤ u < 90 | 0 | 0 | 0 | 0 | 0 | 0
70 ≤ u < 80 | 0 | 0 | 0 | 0 | 0 | 0
40 ≤ u < 70 | 0 | 0 | 0 | 0 | 0 | 0
5 ≤ u < 40 | 0 | 0 | 0 | 0 | 0 | 0
u < 5 | 0 | 0 | 0 | 0 | 0 | 0
Total | 0 | 0 | 0 | 0 | 0 | 0
MRGN26(PT 26 MARGINEA)¦ meter SN:1702434126423093
Tensiune reziduală u% | Durata t ms |  |  |  |  | Total
| 10 < t ≤ 200 | 200 < t ≤ 500 | 500 < t ≤ 1000 | 1000 < t ≤ 5000 | 5000 < t ≤ 60000
80 ≤ u < 90 | 0 | 0 | 0 | 0 | 0 | 0
70 ≤ u < 80 | 0 | 0 | 0 | 0 | 0 | 0
40 ≤ u < 70 | 0 | 0 | 0 | 0 | 0 | 0
5 ≤ u < 40 | 0 | 0 | 0 | 0 | 0 | 0
u < 5 | 0 | 0 | 0 | 0 | 0 | 0
Total | 0 | 0 | 0 | 0 | 0 | 0
MRGN29(PTA 29 MARGINEA)¦ meter SN:1702434126423050
Tensiune reziduală u% | Durata t ms |  |  |  |  | Total
| 10 < t ≤ 200 | 200 < t ≤ 500 | 500 < t ≤ 1000 | 1000 < t ≤ 5000 | 5000 < t ≤ 60000
80 ≤ u < 90 | 0 | 0 | 0 | 0 | 0 | 0
70 ≤ u < 80 | 0 | 0 | 0 | 0 | 0 | 0
40 ≤ u < 70 | 0 | 0 | 0 | 0 | 0 | 0
5 ≤ u < 40 | 0 | 0 | 0 | 0 | 0 | 0
u < 5 | 0 | 0 | 0 | 0 | 0 | 0
Total | 0 | 0 | 0 | 0 | 0 | 0
MRGN31(PT 31 MARGINEA)¦ meter SN:1702434126423047
Tensiune reziduală u% | Durata t ms |  |  |  |  | Total
| 10 < t ≤ 200 | 200 < t ≤ 500 | 500 < t ≤ 1000 | 1000 < t ≤ 5000 | 5000 < t ≤ 60000
80 ≤ u < 90 | 0 | 0 | 0 | 0 | 0 | 0
70 ≤ u < 80 | 0 | 0 | 0 | 0 | 0 | 0
40 ≤ u < 70 | 0 | 0 | 0 | 0 | 0 | 0
5 ≤ u < 40 | 0 | 0 | 0 | 0 | 0 | 0
u < 5 | 0 | 0 | 0 | 0 | 0 | 0
Total | 0 | 0 | 0 | 0 | 0 | 0
MRGN32(PTAV 32 MARGINEA)¦ meter SN:1702434126423031
Tensiune reziduală u% | Durata t ms |  |  |  |  | Total
| 10 < t ≤ 200 | 200 < t ≤ 500 | 500 < t ≤ 1000 | 1000 < t ≤ 5000 | 5000 < t ≤ 60000
80 ≤ u < 90 | 0 | 0 | 0 | 0 | 0 | 0
70 ≤ u < 80 | 0 | 0 | 0 | 0 | 0 | 0
40 ≤ u < 70 | 0 | 0 | 0 | 0 | 0 | 0
5 ≤ u < 40 | 0 | 0 | 0 | 0 | 0 | 0
u < 5 | 0 | 0 | 0 | 0 | 0 | 0
Total | 0 | 0 | 0 | 0 | 0 | 0
RAD003(PT 3 RADAUTI)¦ meter SN:1702234122711541
Tensiune reziduală u% | Durata t ms |  |  |  |  | Total
| 10 < t ≤ 200 | 200 < t ≤ 500 | 500 < t ≤ 1000 | 1000 < t ≤ 5000 | 5000 < t ≤ 60000
80 ≤ u < 90 | 0 | 0 | 0 | 0 | 0 | 0
70 ≤ u < 80 | 0 | 0 | 0 | 0 | 0 | 0
40 ≤ u < 70 | 0 | 0 | 0 | 0 | 0 | 0
5 ≤ u < 40 | 0 | 0 | 0 | 0 | 0 | 0
u < 5 | 0 | 0 | 0 | 0 | 0 | 0
Total | 0 | 0 | 0 | 0 | 0 | 0
RAD005(PT 5 RADAUTI)¦ meter SN:1702434126588459
Tensiune reziduală u% | Durata t ms |  |  |  |  | Total
| 10 < t ≤ 200 | 200 < t ≤ 500 | 500 < t ≤ 1000 | 1000 < t ≤ 5000 | 5000 < t ≤ 60000
80 ≤ u < 90 | 0 | 0 | 0 | 0 | 0 | 0
70 ≤ u < 80 | 0 | 0 | 0 | 0 | 0 | 0
40 ≤ u < 70 | 0 | 0 | 0 | 0 | 0 | 0
5 ≤ u < 40 | 0 | 0 | 0 | 0 | 0 | 0
u < 5 | 0 | 0 | 0 | 0 | 0 | 0
Total | 0 | 0 | 0 | 0 | 0 | 0
RAD008(PT 8 RADAUTI)¦ meter SN:1702434126588454
Tensiune reziduală u% | Durata t ms |  |  |  |  | Total
| 10 < t ≤ 200 | 200 < t ≤ 500 | 500 < t ≤ 1000 | 1000 < t ≤ 5000 | 5000 < t ≤ 60000
80 ≤ u < 90 | 0 | 0 | 0 | 0 | 0 | 0
70 ≤ u < 80 | 0 | 0 | 0 | 0 | 0 | 0
40 ≤ u < 70 | 0 | 0 | 0 | 0 | 0 | 0
5 ≤ u < 40 | 0 | 0 | 0 | 0 | 0 | 0
u < 5 | 0 | 0 | 0 | 0 | 0 | 0
Total | 0 | 0 | 0 | 0 | 0 | 0
RAD012(PT 12 RADAUTI)¦ meter SN:1702234122711257
Tensiune reziduală u% | Durata t ms |  |  |  |  | Total
| 10 < t ≤ 200 | 200 < t ≤ 500 | 500 < t ≤ 1000 | 1000 < t ≤ 5000 | 5000 < t ≤ 60000
80 ≤ u < 90 | 0 | 0 | 0 | 2 | 0 | 2
70 ≤ u < 80 | 0 | 0 | 0 | 0 | 0 | 0
40 ≤ u < 70 | 0 | 0 | 0 | 0 | 0 | 0
5 ≤ u < 40 | 0 | 0 | 0 | 0 | 0 | 0
u < 5 | 0 | 0 | 0 | 0 | 0 | 0
Total | 0 | 0 | 0 | 2 | 0 | 2
RAD030(PT 30 RADAUTI)¦ meter SN:1702234122711267
Tensiune reziduală u% | Durata t ms |  |  |  |  | Total
| 10 < t ≤ 200 | 200 < t ≤ 500 | 500 < t ≤ 1000 | 1000 < t ≤ 5000 | 5000 < t ≤ 60000
80 ≤ u < 90 | 0 | 0 | 0 | 0 | 0 | 0
70 ≤ u < 80 | 0 | 0 | 0 | 0 | 0 | 0
40 ≤ u < 70 | 0 | 0 | 0 | 0 | 0 | 0
5 ≤ u < 40 | 0 | 0 | 0 | 0 | 0 | 0
u < 5 | 0 | 0 | 0 | 0 | 0 | 0
Total | 0 | 0 | 0 | 0 | 0 | 0
RAD038(PT 38 RADAUTI)¦ meter SN:1702434126588456
Tensiune reziduală u% | Durata t ms |  |  |  |  | Total
| 10 < t ≤ 200 | 200 < t ≤ 500 | 500 < t ≤ 1000 | 1000 < t ≤ 5000 | 5000 < t ≤ 60000
80 ≤ u < 90 | 0 | 0 | 0 | 0 | 0 | 0
70 ≤ u < 80 | 0 | 0 | 0 | 0 | 0 | 0
40 ≤ u < 70 | 0 | 0 | 0 | 0 | 0 | 0
5 ≤ u < 40 | 0 | 0 | 0 | 0 | 0 | 0
u < 5 | 0 | 0 | 0 | 0 | 0 | 0
Total | 0 | 0 | 0 | 0 | 0 | 0
RAD039(PT 39 RADAUTI)¦ meter SN:1702234122711542
Tensiune reziduală u% | Durata t ms |  |  |  |  | Total
| 10 < t ≤ 200 | 200 < t ≤ 500 | 500 < t ≤ 1000 | 1000 < t ≤ 5000 | 5000 < t ≤ 60000
80 ≤ u < 90 | 0 | 0 | 0 | 0 | 0 | 0
70 ≤ u < 80 | 0 | 0 | 0 | 0 | 0 | 0
40 ≤ u < 70 | 0 | 0 | 0 | 0 | 0 | 0
5 ≤ u < 40 | 0 | 0 | 0 | 0 | 0 | 0
u < 5 | 0 | 0 | 0 | 0 | 0 | 0
Total | 0 | 0 | 0 | 0 | 0 | 0
RAD040(PT 40 RADAUTI)¦ meter SN:1702234122711260
Tensiune reziduală u% | Durata t ms |  |  |  |  | Total
| 10 < t ≤ 200 | 200 < t ≤ 500 | 500 < t ≤ 1000 | 1000 < t ≤ 5000 | 5000 < t ≤ 60000
80 ≤ u < 90 | 0 | 0 | 0 | 0 | 0 | 0
70 ≤ u < 80 | 0 | 0 | 0 | 0 | 0 | 0
40 ≤ u < 70 | 0 | 0 | 0 | 0 | 0 | 0
5 ≤ u < 40 | 0 | 0 | 0 | 0 | 0 | 0
u < 5 | 0 | 0 | 0 | 0 | 0 | 0
Total | 0 | 0 | 0 | 0 | 0 | 0
RAD041(PT 41 RADAUTI)¦ meter SN:1702434126423082
Tensiune reziduală u% | Durata t ms |  |  |  |  | Total
| 10 < t ≤ 200 | 200 < t ≤ 500 | 500 < t ≤ 1000 | 1000 < t ≤ 5000 | 5000 < t ≤ 60000
80 ≤ u < 90 | 0 | 0 | 0 | 0 | 0 | 0
70 ≤ u < 80 | 0 | 0 | 0 | 0 | 0 | 0
40 ≤ u < 70 | 0 | 0 | 0 | 0 | 0 | 0
5 ≤ u < 40 | 0 | 0 | 0 | 0 | 0 | 0
u < 5 | 0 | 0 | 0 | 0 | 0 | 0
Total | 0 | 0 | 0 | 0 | 0 | 0
RAD049(PT 49 RADAUTI BAZA RECEPTIE CEREALE)¦ meter SN:1702234122711568
Tensiune reziduală u% | Durata t ms |  |  |  |  | Total
| 10 < t ≤ 200 | 200 < t ≤ 500 | 500 < t ≤ 1000 | 1000 < t ≤ 5000 | 5000 < t ≤ 60000
80 ≤ u < 90 | 0 | 0 | 0 | 3 | 0 | 3
70 ≤ u < 80 | 0 | 0 | 0 | 0 | 0 | 0
40 ≤ u < 70 | 0 | 0 | 0 | 0 | 0 | 0
5 ≤ u < 40 | 0 | 0 | 0 | 0 | 0 | 0
u < 5 | 0 | 0 | 0 | 0 | 0 | 0
Total | 0 | 0 | 0 | 3 | 0 | 3
RAD051(PT 51 RADAUTI)¦ meter SN:1702334125532471
Tensiune reziduală u% | Durata t ms |  |  |  |  | Total
| 10 < t ≤ 200 | 200 < t ≤ 500 | 500 < t ≤ 1000 | 1000 < t ≤ 5000 | 5000 < t ≤ 60000
80 ≤ u < 90 | 0 | 0 | 0 | 0 | 0 | 0
70 ≤ u < 80 | 0 | 0 | 0 | 0 | 0 | 0
40 ≤ u < 70 | 0 | 0 | 0 | 0 | 0 | 0
5 ≤ u < 40 | 0 | 0 | 0 | 0 | 0 | 0
u < 5 | 0 | 0 | 0 | 0 | 0 | 0
Total | 0 | 0 | 0 | 0 | 0 | 0
RAD066(PT 66 RADAUTI)¦ meter SN:1702234122711539
Tensiune reziduală u% | Durata t ms |  |  |  |  | Total
| 10 < t ≤ 200 | 200 < t ≤ 500 | 500 < t ≤ 1000 | 1000 < t ≤ 5000 | 5000 < t ≤ 60000
80 ≤ u < 90 | 0 | 0 | 0 | 1 | 0 | 1
70 ≤ u < 80 | 0 | 0 | 0 | 0 | 0 | 0
40 ≤ u < 70 | 0 | 0 | 0 | 0 | 0 | 0
5 ≤ u < 40 | 0 | 0 | 0 | 0 | 0 | 0
u < 5 | 0 | 0 | 0 | 0 | 0 | 0
Total | 0 | 0 | 0 | 1 | 0 | 1
RAD069(PT 69 RADAUTI)¦ meter SN:1702234122711537
Tensiune reziduală u% | Durata t ms |  |  |  |  | Total
| 10 < t ≤ 200 | 200 < t ≤ 500 | 500 < t ≤ 1000 | 1000 < t ≤ 5000 | 5000 < t ≤ 60000
80 ≤ u < 90 | 0 | 0 | 0 | 5 | 1 | 6
70 ≤ u < 80 | 0 | 0 | 0 | 0 | 0 | 0
40 ≤ u < 70 | 0 | 0 | 0 | 0 | 0 | 0
5 ≤ u < 40 | 0 | 0 | 0 | 0 | 0 | 0
u < 5 | 0 | 0 | 0 | 0 | 0 | 0
Total | 0 | 0 | 0 | 5 | 1 | 6
RAD083(PTA 83 RADAUTI)¦ meter SN:1702234122711269
Tensiune reziduală u% | Durata t ms |  |  |  |  | Total
| 10 < t ≤ 200 | 200 < t ≤ 500 | 500 < t ≤ 1000 | 1000 < t ≤ 5000 | 5000 < t ≤ 60000
80 ≤ u < 90 | 0 | 0 | 0 | 0 | 0 | 0
70 ≤ u < 80 | 0 | 0 | 0 | 0 | 0 | 0
40 ≤ u < 70 | 0 | 0 | 0 | 0 | 0 | 0
5 ≤ u < 40 | 0 | 0 | 0 | 0 | 0 | 0
u < 5 | 0 | 0 | 0 | 0 | 0 | 0
Total | 0 | 0 | 0 | 0 | 0 | 0
RAD086(PT 86 RADAUTI)¦ meter SN:1702434126588458
Tensiune reziduală u% | Durata t ms |  |  |  |  | Total
| 10 < t ≤ 200 | 200 < t ≤ 500 | 500 < t ≤ 1000 | 1000 < t ≤ 5000 | 5000 < t ≤ 60000
80 ≤ u < 90 | 0 | 0 | 0 | 0 | 0 | 0
70 ≤ u < 80 | 0 | 0 | 0 | 0 | 0 | 0
40 ≤ u < 70 | 0 | 0 | 0 | 0 | 0 | 0
5 ≤ u < 40 | 0 | 0 | 0 | 0 | 0 | 0
u < 5 | 0 | 0 | 0 | 0 | 0 | 0
Total | 0 | 0 | 0 | 0 | 0 | 0
SUCE01(PT 1 SUCEVITA)¦ meter SN:1702234122711559
Tensiune reziduală u% | Durata t ms |  |  |  |  | Total
| 10 < t ≤ 200 | 200 < t ≤ 500 | 500 < t ≤ 1000 | 1000 < t ≤ 5000 | 5000 < t ≤ 60000
80 ≤ u < 90 | 0 | 0 | 0 | 0 | 0 | 0
70 ≤ u < 80 | 0 | 0 | 0 | 0 | 0 | 0
40 ≤ u < 70 | 0 | 0 | 0 | 0 | 0 | 0
5 ≤ u < 40 | 0 | 0 | 0 | 0 | 0 | 0
u < 5 | 0 | 0 | 0 | 0 | 0 | 0
Total | 0 | 0 | 0 | 0 | 0 | 0
SUCE03(PT 3 SUCEVITA)¦ meter SN:1702234122711556
Tensiune reziduală u% | Durata t ms |  |  |  |  | Total
| 10 < t ≤ 200 | 200 < t ≤ 500 | 500 < t ≤ 1000 | 1000 < t ≤ 5000 | 5000 < t ≤ 60000
80 ≤ u < 90 | 0 | 0 | 0 | 2 | 0 | 2
70 ≤ u < 80 | 0 | 0 | 0 | 0 | 0 | 0
40 ≤ u < 70 | 0 | 0 | 0 | 0 | 0 | 0
5 ≤ u < 40 | 0 | 0 | 0 | 0 | 0 | 0
u < 5 | 0 | 0 | 0 | 0 | 0 | 0
Total | 0 | 0 | 0 | 2 | 0 | 2
SUCE04(PT 4 SUCEVITA)¦ meter SN:1702234122711569
Tensiune reziduală u% | Durata t ms |  |  |  |  | Total
| 10 < t ≤ 200 | 200 < t ≤ 500 | 500 < t ≤ 1000 | 1000 < t ≤ 5000 | 5000 < t ≤ 60000
80 ≤ u < 90 | 0 | 0 | 0 | 4 | 0 | 4
70 ≤ u < 80 | 0 | 0 | 0 | 0 | 0 | 0
40 ≤ u < 70 | 0 | 0 | 0 | 0 | 0 | 0
5 ≤ u < 40 | 0 | 0 | 0 | 0 | 0 | 0
u < 5 | 0 | 0 | 0 | 0 | 0 | 0
Total | 0 | 0 | 0 | 4 | 0 | 4
SUCE05(PT 5 SUCEVITA)¦ meter SN:1702434126588453
Tensiune reziduală u% | Durata t ms |  |  |  |  | Total
| 10 < t ≤ 200 | 200 < t ≤ 500 | 500 < t ≤ 1000 | 1000 < t ≤ 5000 | 5000 < t ≤ 60000
80 ≤ u < 90 | 0 | 0 | 0 | 0 | 0 | 0
70 ≤ u < 80 | 0 | 0 | 0 | 0 | 0 | 0
40 ≤ u < 70 | 0 | 0 | 0 | 0 | 0 | 0
5 ≤ u < 40 | 0 | 0 | 0 | 0 | 0 | 0
u < 5 | 0 | 0 | 0 | 0 | 0 | 0
Total | 0 | 0 | 0 | 0 | 0 | 0
SUCE08(PT 8 SUCEVITA)¦ meter SN:1702234122711557
Tensiune reziduală u% | Durata t ms |  |  |  |  | Total
| 10 < t ≤ 200 | 200 < t ≤ 500 | 500 < t ≤ 1000 | 1000 < t ≤ 5000 | 5000 < t ≤ 60000
80 ≤ u < 90 | 0 | 0 | 0 | 3 | 0 | 3
70 ≤ u < 80 | 0 | 0 | 0 | 0 | 0 | 0
40 ≤ u < 70 | 0 | 0 | 0 | 0 | 0 | 0
5 ≤ u < 40 | 0 | 0 | 0 | 0 | 0 | 0
u < 5 | 0 | 0 | 0 | 0 | 0 | 0
Total | 0 | 0 | 0 | 3 | 0 | 3
SUCE10(PT 10 SUCEVITA)¦ meter SN:1702234122711560
Tensiune reziduală u% | Durata t ms |  |  |  |  | Total
| 10 < t ≤ 200 | 200 < t ≤ 500 | 500 < t ≤ 1000 | 1000 < t ≤ 5000 | 5000 < t ≤ 60000
80 ≤ u < 90 | 0 | 0 | 0 | 1 | 0 | 1
70 ≤ u < 80 | 0 | 0 | 0 | 0 | 0 | 0
40 ≤ u < 70 | 0 | 0 | 0 | 0 | 0 | 0
5 ≤ u < 40 | 0 | 0 | 0 | 0 | 0 | 0
u < 5 | 0 | 0 | 0 | 0 | 0 | 0
Total | 0 | 0 | 0 | 1 | 0 | 1
VOEV01(PT 1 VOIVODEASA)¦ meter SN:1702234122711525
Tensiune reziduală u% | Durata t ms |  |  |  |  | Total
| 10 < t ≤ 200 | 200 < t ≤ 500 | 500 < t ≤ 1000 | 1000 < t ≤ 5000 | 5000 < t ≤ 60000
80 ≤ u < 90 | 0 | 0 | 0 | 0 | 0 | 0
70 ≤ u < 80 | 0 | 0 | 0 | 0 | 0 | 0
40 ≤ u < 70 | 0 | 0 | 0 | 0 | 0 | 0
5 ≤ u < 40 | 0 | 0 | 0 | 0 | 0 | 0
u < 5 | 0 | 0 | 0 | 0 | 0 | 0
Total | 0 | 0 | 0 | 0 | 0 | 0
VOEV02(PT 2 VOIVODEASA)¦ meter SN:1702234122711558
Tensiune reziduală u% | Durata t ms |  |  |  |  | Total
| 10 < t ≤ 200 | 200 < t ≤ 500 | 500 < t ≤ 1000 | 1000 < t ≤ 5000 | 5000 < t ≤ 60000
80 ≤ u < 90 | 0 | 0 | 0 | 72 | 6 | 78
70 ≤ u < 80 | 0 | 0 | 0 | 0 | 0 | 0
40 ≤ u < 70 | 0 | 0 | 0 | 0 | 0 | 0
5 ≤ u < 40 | 0 | 0 | 0 | 0 | 0 | 0
u < 5 | 0 | 0 | 0 | 0 | 0 | 0
Total | 0 | 0 | 0 | 72 | 6 | 78
SIR006(PT 6 SIRET)¦ meter SN:1702234122711268
Tensiune reziduală u% | Durata t ms |  |  |  |  | Total
| 10 < t ≤ 200 | 200 < t ≤ 500 | 500 < t ≤ 1000 | 1000 < t ≤ 5000 | 5000 < t ≤ 60000
80 ≤ u < 90 | 0 | 0 | 0 | 1 | 0 | 1
70 ≤ u < 80 | 0 | 0 | 0 | 0 | 0 | 0
40 ≤ u < 70 | 0 | 0 | 0 | 0 | 0 | 0
5 ≤ u < 40 | 0 | 0 | 0 | 0 | 0 | 0
u < 5 | 0 | 0 | 0 | 0 | 0 | 0
Total | 0 | 0 | 0 | 1 | 0 | 1
SIR007(PT 7 SIRET)¦ meter SN:1702234122711529
Tensiune reziduală u% | Durata t ms |  |  |  |  | Total
| 10 < t ≤ 200 | 200 < t ≤ 500 | 500 < t ≤ 1000 | 1000 < t ≤ 5000 | 5000 < t ≤ 60000
80 ≤ u < 90 | 0 | 0 | 0 | 7 | 4 | 11
70 ≤ u < 80 | 0 | 0 | 0 | 0 | 0 | 0
40 ≤ u < 70 | 0 | 0 | 0 | 0 | 0 | 0
5 ≤ u < 40 | 0 | 0 | 0 | 0 | 0 | 0
u < 5 | 0 | 0 | 0 | 0 | 0 | 0
Total | 0 | 0 | 0 | 7 | 4 | 11
SIR008(PT 8 SIRET)¦ meter SN:1702234122711527
Tensiune reziduală u% | Durata t ms |  |  |  |  | Total
| 10 < t ≤ 200 | 200 < t ≤ 500 | 500 < t ≤ 1000 | 1000 < t ≤ 5000 | 5000 < t ≤ 60000
80 ≤ u < 90 | 0 | 0 | 0 | 3 | 4 | 7
70 ≤ u < 80 | 0 | 0 | 0 | 0 | 0 | 0
40 ≤ u < 70 | 0 | 0 | 0 | 0 | 0 | 0
5 ≤ u < 40 | 0 | 0 | 0 | 0 | 0 | 0
u < 5 | 0 | 0 | 0 | 0 | 0 | 0
Total | 0 | 0 | 0 | 3 | 4 | 7
SIR013(PT 13 SIRET)¦ meter SN:1702234122711271
Tensiune reziduală u% | Durata t ms |  |  |  |  | Total
| 10 < t ≤ 200 | 200 < t ≤ 500 | 500 < t ≤ 1000 | 1000 < t ≤ 5000 | 5000 < t ≤ 60000
80 ≤ u < 90 | 0 | 0 | 0 | 5 | 0 | 5
70 ≤ u < 80 | 0 | 0 | 0 | 0 | 0 | 0
40 ≤ u < 70 | 0 | 0 | 0 | 0 | 0 | 0
5 ≤ u < 40 | 0 | 0 | 0 | 0 | 0 | 0
u < 5 | 0 | 0 | 0 | 0 | 0 | 0
Total | 0 | 0 | 0 | 5 | 0 | 5
SIR016(PT 16 SIRET)¦ meter SN:1702234122711272
Tensiune reziduală u% | Durata t ms |  |  |  |  | Total
| 10 < t ≤ 200 | 200 < t ≤ 500 | 500 < t ≤ 1000 | 1000 < t ≤ 5000 | 5000 < t ≤ 60000
80 ≤ u < 90 | 0 | 0 | 0 | 24 | 16 | 40
70 ≤ u < 80 | 0 | 0 | 0 | 0 | 0 | 0
40 ≤ u < 70 | 0 | 0 | 0 | 0 | 0 | 0
5 ≤ u < 40 | 0 | 0 | 0 | 0 | 0 | 0
u < 5 | 0 | 0 | 0 | 0 | 0 | 0
Total | 0 | 0 | 0 | 24 | 16 | 40
SIR021(PT 21 SIRET)¦ meter SN:1702434126423037
Tensiune reziduală u% | Durata t ms |  |  |  |  | Total
| 10 < t ≤ 200 | 200 < t ≤ 500 | 500 < t ≤ 1000 | 1000 < t ≤ 5000 | 5000 < t ≤ 60000
80 ≤ u < 90 | 0 | 0 | 0 | 0 | 0 | 0
70 ≤ u < 80 | 0 | 0 | 0 | 0 | 0 | 0
40 ≤ u < 70 | 0 | 0 | 0 | 0 | 0 | 0
5 ≤ u < 40 | 0 | 0 | 0 | 0 | 0 | 0
u < 5 | 0 | 0 | 0 | 0 | 0 | 0
Total | 0 | 0 | 0 | 0 | 0 | 0
SIR029(PT 29 SIRET)¦ meter SN:1702234122711258
Tensiune reziduală u% | Durata t ms |  |  |  |  | Total
| 10 < t ≤ 200 | 200 < t ≤ 500 | 500 < t ≤ 1000 | 1000 < t ≤ 5000 | 5000 < t ≤ 60000
80 ≤ u < 90 | 0 | 0 | 0 | 0 | 0 | 0
70 ≤ u < 80 | 0 | 0 | 0 | 0 | 0 | 0
40 ≤ u < 70 | 0 | 0 | 0 | 0 | 0 | 0
5 ≤ u < 40 | 0 | 0 | 0 | 0 | 0 | 0
u < 5 | 0 | 0 | 0 | 0 | 0 | 0
Total | 0 | 0 | 0 | 0 | 0 | 0
SIR040(PT 40 SIRET)¦ meter SN:1702234122711270
Tensiune reziduală u% | Durata t ms |  |  |  |  | Total
| 10 < t ≤ 200 | 200 < t ≤ 500 | 500 < t ≤ 1000 | 1000 < t ≤ 5000 | 5000 < t ≤ 60000
80 ≤ u < 90 | 0 | 0 | 0 | 0 | 0 | 0
70 ≤ u < 80 | 0 | 0 | 0 | 0 | 0 | 0
40 ≤ u < 70 | 0 | 0 | 0 | 0 | 0 | 0
5 ≤ u < 40 | 0 | 0 | 0 | 0 | 0 | 0
u < 5 | 0 | 0 | 0 | 0 | 0 | 0
Total | 0 | 0 | 0 | 0 | 0 | 0
SIR049(PT 49 SIRET)¦ meter SN:1702234122711528
Tensiune reziduală u% | Durata t ms |  |  |  |  | Total
| 10 < t ≤ 200 | 200 < t ≤ 500 | 500 < t ≤ 1000 | 1000 < t ≤ 5000 | 5000 < t ≤ 60000
80 ≤ u < 90 | 0 | 0 | 0 | 0 | 0 | 0
70 ≤ u < 80 | 0 | 0 | 0 | 0 | 0 | 0
40 ≤ u < 70 | 0 | 0 | 0 | 0 | 0 | 0
5 ≤ u < 40 | 0 | 0 | 0 | 0 | 0 | 0
u < 5 | 0 | 0 | 0 | 0 | 0 | 0
Total | 0 | 0 | 0 | 0 | 0 | 0
SIR055(PTA 55 SIRET)¦ meter SN:1702334125532491
Tensiune reziduală u% | Durata t ms |  |  |  |  | Total
| 10 < t ≤ 200 | 200 < t ≤ 500 | 500 < t ≤ 1000 | 1000 < t ≤ 5000 | 5000 < t ≤ 60000
80 ≤ u < 90 | 0 | 0 | 0 | 0 | 0 | 0
70 ≤ u < 80 | 0 | 0 | 0 | 0 | 0 | 0
40 ≤ u < 70 | 0 | 0 | 0 | 0 | 0 | 0
5 ≤ u < 40 | 0 | 0 | 0 | 0 | 0 | 0
u < 5 | 0 | 0 | 0 | 0 | 0 | 0
Total | 0 | 0 | 0 | 0 | 0 | 0
BRDJ01(PT 1 BRODINA DE SUS)¦ meter SN:1702334125532492
Tensiune reziduală u% | Durata t ms |  |  |  |  | Total
| 10 < t ≤ 200 | 200 < t ≤ 500 | 500 < t ≤ 1000 | 1000 < t ≤ 5000 | 5000 < t ≤ 60000
80 ≤ u < 90 | 0 | 0 | 0 | 0 | 0 | 0
70 ≤ u < 80 | 0 | 0 | 0 | 0 | 0 | 0
40 ≤ u < 70 | 0 | 0 | 0 | 0 | 0 | 0
5 ≤ u < 40 | 0 | 0 | 0 | 0 | 0 | 0
u < 5 | 0 | 0 | 0 | 0 | 0 | 0
Total | 0 | 0 | 0 | 0 | 0 | 0
BRDJ02(PT 2 BRODINA DE SUS)¦ meter SN:1702434126588432
Tensiune reziduală u% | Durata t ms |  |  |  |  | Total
| 10 < t ≤ 200 | 200 < t ≤ 500 | 500 < t ≤ 1000 | 1000 < t ≤ 5000 | 5000 < t ≤ 60000
80 ≤ u < 90 | 0 | 0 | 0 | 4 | 4 | 8
70 ≤ u < 80 | 0 | 0 | 0 | 0 | 0 | 0
40 ≤ u < 70 | 0 | 0 | 0 | 0 | 0 | 0
5 ≤ u < 40 | 0 | 0 | 0 | 0 | 0 | 0
u < 5 | 0 | 0 | 0 | 0 | 0 | 0
Total | 0 | 0 | 0 | 4 | 4 | 8
BROD01(PT 1 BRODINA)¦ meter SN:1702334123978746
Tensiune reziduală u% | Durata t ms |  |  |  |  | Total
| 10 < t ≤ 200 | 200 < t ≤ 500 | 500 < t ≤ 1000 | 1000 < t ≤ 5000 | 5000 < t ≤ 60000
80 ≤ u < 90 | 0 | 0 | 0 | 0 | 0 | 0
70 ≤ u < 80 | 0 | 0 | 0 | 0 | 0 | 0
40 ≤ u < 70 | 0 | 0 | 0 | 0 | 0 | 0
5 ≤ u < 40 | 0 | 0 | 0 | 0 | 0 | 0
u < 5 | 0 | 0 | 0 | 0 | 0 | 0
Total | 0 | 0 | 0 | 0 | 0 | 0
BROD02(PT 2 BRODINA)¦ meter SN:1702334123978749
Tensiune reziduală u% | Durata t ms |  |  |  |  | Total
| 10 < t ≤ 200 | 200 < t ≤ 500 | 500 < t ≤ 1000 | 1000 < t ≤ 5000 | 5000 < t ≤ 60000
80 ≤ u < 90 | 0 | 0 | 0 | 0 | 2 | 2
70 ≤ u < 80 | 0 | 0 | 0 | 0 | 0 | 0
40 ≤ u < 70 | 0 | 0 | 0 | 0 | 0 | 0
5 ≤ u < 40 | 0 | 0 | 0 | 0 | 0 | 0
u < 5 | 0 | 0 | 0 | 0 | 0 | 0
Total | 0 | 0 | 0 | 0 | 2 | 2
BROD03(PT 3 BRODINA)¦ meter SN:1702434126588445
Tensiune reziduală u% | Durata t ms |  |  |  |  | Total
| 10 < t ≤ 200 | 200 < t ≤ 500 | 500 < t ≤ 1000 | 1000 < t ≤ 5000 | 5000 < t ≤ 60000
80 ≤ u < 90 | 0 | 0 | 0 | 11 | 6 | 17
70 ≤ u < 80 | 0 | 0 | 0 | 0 | 0 | 0
40 ≤ u < 70 | 0 | 0 | 0 | 0 | 0 | 0
5 ≤ u < 40 | 0 | 0 | 0 | 0 | 0 | 0
u < 5 | 0 | 0 | 0 | 0 | 0 | 0
Total | 0 | 0 | 0 | 11 | 6 | 17
BROD04(PT 4 BRODINA)¦ meter SN:1702434126588431
Tensiune reziduală u% | Durata t ms |  |  |  |  | Total
| 10 < t ≤ 200 | 200 < t ≤ 500 | 500 < t ≤ 1000 | 1000 < t ≤ 5000 | 5000 < t ≤ 60000
80 ≤ u < 90 | 0 | 0 | 0 | 3 | 0 | 3
70 ≤ u < 80 | 0 | 0 | 0 | 0 | 0 | 0
40 ≤ u < 70 | 0 | 0 | 0 | 0 | 0 | 0
5 ≤ u < 40 | 0 | 0 | 0 | 0 | 0 | 0
u < 5 | 0 | 0 | 0 | 0 | 0 | 0
Total | 0 | 0 | 0 | 3 | 0 | 3
BROD05(PT 5 BRODINA)¦ meter SN:1702434126588435
Tensiune reziduală u% | Durata t ms |  |  |  |  | Total
| 10 < t ≤ 200 | 200 < t ≤ 500 | 500 < t ≤ 1000 | 1000 < t ≤ 5000 | 5000 < t ≤ 60000
80 ≤ u < 90 | 0 | 0 | 0 | 3 | 1 | 4
70 ≤ u < 80 | 0 | 0 | 0 | 0 | 0 | 0
40 ≤ u < 70 | 0 | 0 | 0 | 0 | 0 | 0
5 ≤ u < 40 | 0 | 0 | 0 | 0 | 0 | 0
u < 5 | 0 | 0 | 0 | 0 | 0 | 0
Total | 0 | 0 | 0 | 3 | 1 | 4
BROD07(PT 7 BRODINA)¦ meter SN:1702334123978769
Tensiune reziduală u% | Durata t ms |  |  |  |  | Total
| 10 < t ≤ 200 | 200 < t ≤ 500 | 500 < t ≤ 1000 | 1000 < t ≤ 5000 | 5000 < t ≤ 60000
80 ≤ u < 90 | 0 | 0 | 0 | 0 | 0 | 0
70 ≤ u < 80 | 0 | 0 | 0 | 0 | 0 | 0
40 ≤ u < 70 | 0 | 0 | 0 | 0 | 0 | 0
5 ≤ u < 40 | 0 | 0 | 0 | 0 | 0 | 0
u < 5 | 0 | 0 | 0 | 0 | 0 | 0
Total | 0 | 0 | 0 | 0 | 0 | 0
BROD08(PT 8 BRODINA)¦ meter SN:1702434126588436
Tensiune reziduală u% | Durata t ms |  |  |  |  | Total
| 10 < t ≤ 200 | 200 < t ≤ 500 | 500 < t ≤ 1000 | 1000 < t ≤ 5000 | 5000 < t ≤ 60000
80 ≤ u < 90 | 0 | 0 | 0 | 0 | 0 | 0
70 ≤ u < 80 | 0 | 0 | 0 | 0 | 0 | 0
40 ≤ u < 70 | 0 | 0 | 0 | 0 | 0 | 0
5 ≤ u < 40 | 0 | 0 | 0 | 0 | 0 | 0
u < 5 | 0 | 0 | 0 | 0 | 0 | 0
Total | 0 | 0 | 0 | 0 | 0 | 0
BROD09(PT 9 BRODINA)¦ meter SN:1702334125532463
Tensiune reziduală u% | Durata t ms |  |  |  |  | Total
| 10 < t ≤ 200 | 200 < t ≤ 500 | 500 < t ≤ 1000 | 1000 < t ≤ 5000 | 5000 < t ≤ 60000
80 ≤ u < 90 | 0 | 0 | 0 | 0 | 0 | 0
70 ≤ u < 80 | 0 | 0 | 0 | 0 | 0 | 0
40 ≤ u < 70 | 0 | 0 | 0 | 0 | 0 | 0
5 ≤ u < 40 | 0 | 0 | 0 | 0 | 0 | 0
u < 5 | 0 | 0 | 0 | 0 | 0 | 0
Total | 0 | 0 | 0 | 0 | 0 | 0
BROD11(PT 11 BRODINA)¦ meter SN:1702434126588439
Tensiune reziduală u% | Durata t ms |  |  |  |  | Total
| 10 < t ≤ 200 | 200 < t ≤ 500 | 500 < t ≤ 1000 | 1000 < t ≤ 5000 | 5000 < t ≤ 60000
80 ≤ u < 90 | 0 | 0 | 0 | 2 | 0 | 2
70 ≤ u < 80 | 0 | 0 | 0 | 0 | 0 | 0
40 ≤ u < 70 | 0 | 0 | 0 | 0 | 0 | 0
5 ≤ u < 40 | 0 | 0 | 0 | 0 | 0 | 0
u < 5 | 0 | 0 | 0 | 0 | 0 | 0
Total | 0 | 0 | 0 | 2 | 0 | 2
BROD15(PTA 15 BRODINA)¦ meter SN:1702434126588444
Tensiune reziduală u% | Durata t ms |  |  |  |  | Total
| 10 < t ≤ 200 | 200 < t ≤ 500 | 500 < t ≤ 1000 | 1000 < t ≤ 5000 | 5000 < t ≤ 60000
80 ≤ u < 90 | 0 | 0 | 0 | 6 | 4 | 10
70 ≤ u < 80 | 0 | 0 | 0 | 0 | 0 | 0
40 ≤ u < 70 | 0 | 0 | 0 | 0 | 0 | 0
5 ≤ u < 40 | 0 | 0 | 0 | 0 | 0 | 0
u < 5 | 0 | 0 | 0 | 0 | 0 | 0
Total | 0 | 0 | 0 | 6 | 4 | 10
BUCB01(PT 1 BUC)¦ meter SN:1702334123978770
Tensiune reziduală u% | Durata t ms |  |  |  |  | Total
| 10 < t ≤ 200 | 200 < t ≤ 500 | 500 < t ≤ 1000 | 1000 < t ≤ 5000 | 5000 < t ≤ 60000
80 ≤ u < 90 | 0 | 0 | 0 | 9 | 16 | 25
70 ≤ u < 80 | 0 | 0 | 0 | 0 | 0 | 0
40 ≤ u < 70 | 0 | 0 | 0 | 0 | 0 | 0
5 ≤ u < 40 | 0 | 0 | 0 | 0 | 0 | 0
u < 5 | 0 | 0 | 0 | 0 | 0 | 0
Total | 0 | 0 | 0 | 9 | 16 | 25
BVLR01(PT 1 BIVOLARIE)¦ meter SN:1702234122711553
Tensiune reziduală u% | Durata t ms |  |  |  |  | Total
| 10 < t ≤ 200 | 200 < t ≤ 500 | 500 < t ≤ 1000 | 1000 < t ≤ 5000 | 5000 < t ≤ 60000
80 ≤ u < 90 | 0 | 0 | 0 | 0 | 0 | 0
70 ≤ u < 80 | 0 | 0 | 0 | 0 | 0 | 0
40 ≤ u < 70 | 0 | 0 | 0 | 0 | 0 | 0
5 ≤ u < 40 | 0 | 0 | 0 | 0 | 0 | 0
u < 5 | 0 | 0 | 0 | 0 | 0 | 0
Total | 0 | 0 | 0 | 0 | 0 | 0
BVLR02(PT 2 BIVOLARIE)¦ meter SN:1702234122711551
Tensiune reziduală u% | Durata t ms |  |  |  |  | Total
| 10 < t ≤ 200 | 200 < t ≤ 500 | 500 < t ≤ 1000 | 1000 < t ≤ 5000 | 5000 < t ≤ 60000
80 ≤ u < 90 | 0 | 0 | 0 | 1 | 0 | 1
70 ≤ u < 80 | 0 | 0 | 0 | 0 | 0 | 0
40 ≤ u < 70 | 0 | 0 | 0 | 0 | 0 | 0
5 ≤ u < 40 | 0 | 0 | 0 | 0 | 0 | 0
u < 5 | 0 | 0 | 0 | 0 | 0 | 0
Total | 0 | 0 | 0 | 1 | 0 | 1
BVLR03(PT 3 BIVOLARIE)¦ meter SN:1702234122711483
Tensiune reziduală u% | Durata t ms |  |  |  |  | Total
| 10 < t ≤ 200 | 200 < t ≤ 500 | 500 < t ≤ 1000 | 1000 < t ≤ 5000 | 5000 < t ≤ 60000
80 ≤ u < 90 | 0 | 0 | 0 | 0 | 0 | 0
70 ≤ u < 80 | 0 | 0 | 0 | 0 | 0 | 0
40 ≤ u < 70 | 0 | 0 | 0 | 0 | 0 | 0
5 ≤ u < 40 | 0 | 0 | 0 | 0 | 0 | 0
u < 5 | 0 | 0 | 0 | 0 | 0 | 0
Total | 0 | 0 | 0 | 0 | 0 | 0
BVLR04(PT 4 BIVOLARIE)¦ meter SN:1702234122711486
Tensiune reziduală u% | Durata t ms |  |  |  |  | Total
| 10 < t ≤ 200 | 200 < t ≤ 500 | 500 < t ≤ 1000 | 1000 < t ≤ 5000 | 5000 < t ≤ 60000
80 ≤ u < 90 | 0 | 0 | 0 | 4 | 4 | 8
70 ≤ u < 80 | 0 | 0 | 0 | 0 | 0 | 0
40 ≤ u < 70 | 0 | 0 | 0 | 0 | 0 | 0
5 ≤ u < 40 | 0 | 0 | 0 | 0 | 0 | 0
u < 5 | 0 | 0 | 0 | 0 | 0 | 0
Total | 0 | 0 | 0 | 4 | 4 | 8
BVLR05(PT 5 BIVOLARIE)¦ meter SN:1702234122711554
Tensiune reziduală u% | Durata t ms |  |  |  |  | Total
| 10 < t ≤ 200 | 200 < t ≤ 500 | 500 < t ≤ 1000 | 1000 < t ≤ 5000 | 5000 < t ≤ 60000
80 ≤ u < 90 | 0 | 0 | 0 | 0 | 0 | 0
70 ≤ u < 80 | 0 | 0 | 0 | 0 | 0 | 0
40 ≤ u < 70 | 0 | 0 | 0 | 0 | 0 | 0
5 ≤ u < 40 | 0 | 0 | 0 | 0 | 0 | 0
u < 5 | 0 | 0 | 0 | 0 | 0 | 0
Total | 0 | 0 | 0 | 0 | 0 | 0
BVLR06(PT 6 BIVOLARIE)¦ meter SN:1702234122711487
Tensiune reziduală u% | Durata t ms |  |  |  |  | Total
| 10 < t ≤ 200 | 200 < t ≤ 500 | 500 < t ≤ 1000 | 1000 < t ≤ 5000 | 5000 < t ≤ 60000
80 ≤ u < 90 | 0 | 0 | 0 | 0 | 0 | 0
70 ≤ u < 80 | 0 | 0 | 0 | 0 | 0 | 0
40 ≤ u < 70 | 0 | 0 | 0 | 0 | 0 | 0
5 ≤ u < 40 | 0 | 0 | 0 | 0 | 0 | 0
u < 5 | 0 | 0 | 0 | 0 | 0 | 0
Total | 0 | 0 | 0 | 0 | 0 | 0
BVLR07(PT 7 BIVOLARIE)¦ meter SN:1702234122711458
Tensiune reziduală u% | Durata t ms |  |  |  |  | Total
| 10 < t ≤ 200 | 200 < t ≤ 500 | 500 < t ≤ 1000 | 1000 < t ≤ 5000 | 5000 < t ≤ 60000
80 ≤ u < 90 | 0 | 0 | 0 | 1 | 1 | 2
70 ≤ u < 80 | 0 | 0 | 0 | 0 | 0 | 0
40 ≤ u < 70 | 0 | 0 | 0 | 0 | 0 | 0
5 ≤ u < 40 | 0 | 0 | 0 | 0 | 0 | 0
u < 5 | 0 | 0 | 0 | 0 | 0 | 0
Total | 0 | 0 | 0 | 1 | 1 | 2
BVLR11(PT 11 BIVOLARIE)¦ meter SN:1702334123978752
Tensiune reziduală u% | Durata t ms |  |  |  |  | Total
| 10 < t ≤ 200 | 200 < t ≤ 500 | 500 < t ≤ 1000 | 1000 < t ≤ 5000 | 5000 < t ≤ 60000
80 ≤ u < 90 | 0 | 0 | 0 | 1 | 0 | 1
70 ≤ u < 80 | 0 | 0 | 0 | 0 | 0 | 0
40 ≤ u < 70 | 0 | 0 | 0 | 0 | 0 | 0
5 ≤ u < 40 | 0 | 0 | 0 | 0 | 0 | 0
u < 5 | 0 | 0 | 0 | 0 | 0 | 0
Total | 0 | 0 | 0 | 1 | 0 | 1
GUPU01(PT 1 GURA PUTNEI)¦ meter SN:1702434126588441
Tensiune reziduală u% | Durata t ms |  |  |  |  | Total
| 10 < t ≤ 200 | 200 < t ≤ 500 | 500 < t ≤ 1000 | 1000 < t ≤ 5000 | 5000 < t ≤ 60000
80 ≤ u < 90 | 0 | 0 | 0 | 0 | 0 | 0
70 ≤ u < 80 | 0 | 0 | 0 | 0 | 0 | 0
40 ≤ u < 70 | 0 | 0 | 0 | 0 | 0 | 0
5 ≤ u < 40 | 0 | 0 | 0 | 0 | 0 | 0
u < 5 | 0 | 0 | 0 | 0 | 0 | 0
Total | 0 | 0 | 0 | 0 | 0 | 0
GUPU03(PT 3 GURA PUTNEI)¦ meter SN:1702334125532493
Tensiune reziduală u% | Durata t ms |  |  |  |  | Total
| 10 < t ≤ 200 | 200 < t ≤ 500 | 500 < t ≤ 1000 | 1000 < t ≤ 5000 | 5000 < t ≤ 60000
80 ≤ u < 90 | 0 | 0 | 0 | 0 | 0 | 0
70 ≤ u < 80 | 0 | 0 | 0 | 0 | 0 | 0
40 ≤ u < 70 | 0 | 0 | 0 | 0 | 0 | 0
5 ≤ u < 40 | 0 | 0 | 0 | 0 | 0 | 0
u < 5 | 0 | 0 | 0 | 0 | 0 | 0
Total | 0 | 0 | 0 | 0 | 0 | 0
GUPU04(PT 4 GURA PUTNEI)¦ meter SN:1702334125532495
Tensiune reziduală u% | Durata t ms |  |  |  |  | Total
| 10 < t ≤ 200 | 200 < t ≤ 500 | 500 < t ≤ 1000 | 1000 < t ≤ 5000 | 5000 < t ≤ 60000
80 ≤ u < 90 | 0 | 0 | 0 | 0 | 0 | 0
70 ≤ u < 80 | 0 | 0 | 0 | 0 | 0 | 0
40 ≤ u < 70 | 0 | 0 | 0 | 0 | 0 | 0
5 ≤ u < 40 | 0 | 0 | 0 | 0 | 0 | 0
u < 5 | 0 | 0 | 0 | 0 | 0 | 0
Total | 0 | 0 | 0 | 0 | 0 | 0
HEPA01(PT 1 HEPA)¦ meter SN:1702334125532496
Tensiune reziduală u% | Durata t ms |  |  |  |  | Total
| 10 < t ≤ 200 | 200 < t ≤ 500 | 500 < t ≤ 1000 | 1000 < t ≤ 5000 | 5000 < t ≤ 60000
80 ≤ u < 90 | 0 | 0 | 0 | 0 | 0 | 0
70 ≤ u < 80 | 0 | 0 | 0 | 0 | 0 | 0
40 ≤ u < 70 | 0 | 0 | 0 | 0 | 0 | 0
5 ≤ u < 40 | 0 | 0 | 0 | 0 | 0 | 0
u < 5 | 0 | 0 | 0 | 0 | 0 | 0
Total | 0 | 0 | 0 | 0 | 0 | 0
LAUR01(PT 1 LAURA)¦ meter SN:1702234122711484
Tensiune reziduală u% | Durata t ms |  |  |  |  | Total
| 10 < t ≤ 200 | 200 < t ≤ 500 | 500 < t ≤ 1000 | 1000 < t ≤ 5000 | 5000 < t ≤ 60000
80 ≤ u < 90 | 0 | 0 | 0 | 1 | 1 | 2
70 ≤ u < 80 | 0 | 0 | 0 | 0 | 0 | 0
40 ≤ u < 70 | 0 | 0 | 0 | 0 | 0 | 0
5 ≤ u < 40 | 0 | 0 | 0 | 0 | 0 | 0
u < 5 | 0 | 0 | 0 | 0 | 0 | 0
Total | 0 | 0 | 0 | 1 | 1 | 2
LAUR04(PT 4 LAURA)¦ meter SN:1702234123505863
Tensiune reziduală u% | Durata t ms |  |  |  |  | Total
| 10 < t ≤ 200 | 200 < t ≤ 500 | 500 < t ≤ 1000 | 1000 < t ≤ 5000 | 5000 < t ≤ 60000
80 ≤ u < 90 | 0 | 0 | 0 | 3 | 4 | 7
70 ≤ u < 80 | 0 | 0 | 0 | 0 | 0 | 0
40 ≤ u < 70 | 0 | 0 | 0 | 0 | 0 | 0
5 ≤ u < 40 | 0 | 0 | 0 | 0 | 0 | 0
u < 5 | 0 | 0 | 0 | 0 | 0 | 0
Total | 0 | 0 | 0 | 3 | 4 | 7
LAUR07(PT 7 LAURA)¦ meter SN:1702334125532473
Tensiune reziduală u% | Durata t ms |  |  |  |  | Total
| 10 < t ≤ 200 | 200 < t ≤ 500 | 500 < t ≤ 1000 | 1000 < t ≤ 5000 | 5000 < t ≤ 60000
80 ≤ u < 90 | 0 | 0 | 0 | 0 | 0 | 0
70 ≤ u < 80 | 0 | 0 | 0 | 0 | 0 | 0
40 ≤ u < 70 | 0 | 0 | 0 | 0 | 0 | 0
5 ≤ u < 40 | 0 | 0 | 0 | 0 | 0 | 0
u < 5 | 0 | 0 | 0 | 0 | 0 | 0
Total | 0 | 0 | 0 | 0 | 0 | 0
LAUR10(PT 10 LAURA)¦ meter SN:1702334123978755
Tensiune reziduală u% | Durata t ms |  |  |  |  | Total
| 10 < t ≤ 200 | 200 < t ≤ 500 | 500 < t ≤ 1000 | 1000 < t ≤ 5000 | 5000 < t ≤ 60000
80 ≤ u < 90 | 0 | 0 | 0 | 4 | 15 | 19
70 ≤ u < 80 | 0 | 0 | 0 | 0 | 0 | 0
40 ≤ u < 70 | 0 | 0 | 0 | 0 | 0 | 0
5 ≤ u < 40 | 0 | 0 | 0 | 0 | 0 | 0
u < 5 | 0 | 0 | 0 | 0 | 0 | 0
Total | 0 | 0 | 0 | 4 | 15 | 19
LAUR11(PT 11 LAURA)¦ meter SN:1702234123505862
Tensiune reziduală u% | Durata t ms |  |  |  |  | Total
| 10 < t ≤ 200 | 200 < t ≤ 500 | 500 < t ≤ 1000 | 1000 < t ≤ 5000 | 5000 < t ≤ 60000
80 ≤ u < 90 | 0 | 0 | 0 | 15 | 22 | 37
70 ≤ u < 80 | 0 | 0 | 0 | 0 | 0 | 0
40 ≤ u < 70 | 0 | 0 | 0 | 0 | 0 | 0
5 ≤ u < 40 | 0 | 0 | 0 | 0 | 0 | 0
u < 5 | 0 | 0 | 0 | 0 | 0 | 0
Total | 0 | 0 | 0 | 15 | 22 | 37
LAUR12(PT 12 LAURA)¦ meter SN:1702434126423074
Tensiune reziduală u% | Durata t ms |  |  |  |  | Total
| 10 < t ≤ 200 | 200 < t ≤ 500 | 500 < t ≤ 1000 | 1000 < t ≤ 5000 | 5000 < t ≤ 60000
80 ≤ u < 90 | 0 | 0 | 0 | 0 | 0 | 0
70 ≤ u < 80 | 0 | 0 | 0 | 0 | 0 | 0
40 ≤ u < 70 | 0 | 0 | 0 | 0 | 0 | 0
5 ≤ u < 40 | 0 | 0 | 0 | 0 | 0 | 0
u < 5 | 0 | 0 | 0 | 0 | 0 | 0
Total | 0 | 0 | 0 | 0 | 0 | 0
MAGR01(PT 1 MAGURA)¦ meter SN:1702434126588437
Tensiune reziduală u% | Durata t ms |  |  |  |  | Total
| 10 < t ≤ 200 | 200 < t ≤ 500 | 500 < t ≤ 1000 | 1000 < t ≤ 5000 | 5000 < t ≤ 60000
80 ≤ u < 90 | 0 | 0 | 0 | 18 | 21 | 39
70 ≤ u < 80 | 0 | 0 | 0 | 0 | 0 | 0
40 ≤ u < 70 | 0 | 0 | 0 | 0 | 0 | 0
5 ≤ u < 40 | 0 | 0 | 0 | 0 | 0 | 0
u < 5 | 0 | 0 | 0 | 0 | 0 | 0
Total | 0 | 0 | 0 | 18 | 21 | 39
MAGR03(PT 3 MAGURA)¦ meter SN:1702434126588438
Tensiune reziduală u% | Durata t ms |  |  |  |  | Total
| 10 < t ≤ 200 | 200 < t ≤ 500 | 500 < t ≤ 1000 | 1000 < t ≤ 5000 | 5000 < t ≤ 60000
80 ≤ u < 90 | 0 | 0 | 0 | 740 | 217 | 957
70 ≤ u < 80 | 0 | 0 | 0 | 0 | 0 | 0
40 ≤ u < 70 | 0 | 0 | 0 | 0 | 0 | 0
5 ≤ u < 40 | 0 | 0 | 0 | 0 | 0 | 0
u < 5 | 0 | 0 | 0 | 0 | 0 | 0
Total | 0 | 0 | 0 | 740 | 217 | 957
MAGR04(PT 4 MAGURA)¦ meter SN:1702434126588426
Tensiune reziduală u% | Durata t ms |  |  |  |  | Total
| 10 < t ≤ 200 | 200 < t ≤ 500 | 500 < t ≤ 1000 | 1000 < t ≤ 5000 | 5000 < t ≤ 60000
80 ≤ u < 90 | 0 | 0 | 0 | 11 | 23 | 34
70 ≤ u < 80 | 0 | 0 | 0 | 0 | 0 | 0
40 ≤ u < 70 | 0 | 0 | 0 | 0 | 0 | 0
5 ≤ u < 40 | 0 | 0 | 0 | 0 | 0 | 0
u < 5 | 0 | 0 | 0 | 0 | 0 | 0
Total | 0 | 0 | 0 | 11 | 23 | 34
PUTN01(PT 1 PUTNA)¦ meter SN:1702434126588430
Tensiune reziduală u% | Durata t ms |  |  |  |  | Total
| 10 < t ≤ 200 | 200 < t ≤ 500 | 500 < t ≤ 1000 | 1000 < t ≤ 5000 | 5000 < t ≤ 60000
80 ≤ u < 90 | 0 | 0 | 0 | 2 | 0 | 2
70 ≤ u < 80 | 0 | 0 | 0 | 0 | 0 | 0
40 ≤ u < 70 | 0 | 0 | 0 | 0 | 0 | 0
5 ≤ u < 40 | 0 | 0 | 0 | 0 | 0 | 0
u < 5 | 0 | 0 | 0 | 0 | 0 | 0
Total | 0 | 0 | 0 | 2 | 0 | 2
PUTN02(PT 2 PUTNA)¦ meter SN:1702334123978753
Tensiune reziduală u% | Durata t ms |  |  |  |  | Total
| 10 < t ≤ 200 | 200 < t ≤ 500 | 500 < t ≤ 1000 | 1000 < t ≤ 5000 | 5000 < t ≤ 60000
80 ≤ u < 90 | 0 | 0 | 0 | 1 | 0 | 1
70 ≤ u < 80 | 0 | 0 | 0 | 0 | 0 | 0
40 ≤ u < 70 | 0 | 0 | 0 | 0 | 0 | 0
5 ≤ u < 40 | 0 | 0 | 0 | 0 | 0 | 0
u < 5 | 0 | 0 | 0 | 0 | 0 | 0
Total | 0 | 0 | 0 | 1 | 0 | 1
PUTN03(PT 3 PUTNA)¦ meter SN:1702334123978754
Tensiune reziduală u% | Durata t ms |  |  |  |  | Total
| 10 < t ≤ 200 | 200 < t ≤ 500 | 500 < t ≤ 1000 | 1000 < t ≤ 5000 | 5000 < t ≤ 60000
80 ≤ u < 90 | 0 | 0 | 0 | 1 | 0 | 1
70 ≤ u < 80 | 0 | 0 | 0 | 0 | 0 | 0
40 ≤ u < 70 | 0 | 0 | 0 | 0 | 0 | 0
5 ≤ u < 40 | 0 | 0 | 0 | 0 | 0 | 0
u < 5 | 0 | 0 | 0 | 0 | 0 | 0
Total | 0 | 0 | 0 | 1 | 0 | 1
PUTN06(PT 6 PUTNA)¦ meter SN:1702334123978764
Tensiune reziduală u% | Durata t ms |  |  |  |  | Total
| 10 < t ≤ 200 | 200 < t ≤ 500 | 500 < t ≤ 1000 | 1000 < t ≤ 5000 | 5000 < t ≤ 60000
80 ≤ u < 90 | 0 | 0 | 0 | 0 | 0 | 0
70 ≤ u < 80 | 0 | 0 | 0 | 0 | 0 | 0
40 ≤ u < 70 | 0 | 0 | 0 | 0 | 0 | 0
5 ≤ u < 40 | 0 | 0 | 0 | 0 | 0 | 0
u < 5 | 0 | 0 | 0 | 0 | 0 | 0
Total | 0 | 0 | 0 | 0 | 0 | 0
PUTN07(PT 7 PUTNA)¦ meter SN:1702334123978765
Tensiune reziduală u% | Durata t ms |  |  |  |  | Total
| 10 < t ≤ 200 | 200 < t ≤ 500 | 500 < t ≤ 1000 | 1000 < t ≤ 5000 | 5000 < t ≤ 60000
80 ≤ u < 90 | 0 | 0 | 0 | 0 | 0 | 0
70 ≤ u < 80 | 0 | 0 | 0 | 0 | 0 | 0
40 ≤ u < 70 | 0 | 0 | 0 | 0 | 0 | 0
5 ≤ u < 40 | 0 | 0 | 0 | 0 | 0 | 0
u < 5 | 0 | 0 | 0 | 0 | 0 | 0
Total | 0 | 0 | 0 | 0 | 0 | 0
PUTN08(PT 8 PUTNA)¦ meter SN:1702334123978766
Tensiune reziduală u% | Durata t ms |  |  |  |  | Total
| 10 < t ≤ 200 | 200 < t ≤ 500 | 500 < t ≤ 1000 | 1000 < t ≤ 5000 | 5000 < t ≤ 60000
80 ≤ u < 90 | 0 | 0 | 0 | 162 | 124 | 286
70 ≤ u < 80 | 0 | 0 | 0 | 0 | 0 | 0
40 ≤ u < 70 | 0 | 0 | 0 | 0 | 0 | 0
5 ≤ u < 40 | 0 | 0 | 0 | 0 | 0 | 0
u < 5 | 0 | 0 | 0 | 0 | 0 | 0
Total | 0 | 0 | 0 | 162 | 124 | 286
PUTN10(PT 10 PUTNA)¦ meter SN:1702334123978747
Tensiune reziduală u% | Durata t ms |  |  |  |  | Total
| 10 < t ≤ 200 | 200 < t ≤ 500 | 500 < t ≤ 1000 | 1000 < t ≤ 5000 | 5000 < t ≤ 60000
80 ≤ u < 90 | 0 | 0 | 0 | 55 | 49 | 104
70 ≤ u < 80 | 0 | 0 | 0 | 0 | 0 | 0
40 ≤ u < 70 | 0 | 0 | 0 | 0 | 0 | 0
5 ≤ u < 40 | 0 | 0 | 0 | 0 | 0 | 0
u < 5 | 0 | 0 | 0 | 0 | 0 | 0
Total | 0 | 0 | 0 | 55 | 49 | 104
PUTN15(PT 15 PUTNA)¦ meter SN:1702334123978751
Tensiune reziduală u% | Durata t ms |  |  |  |  | Total
| 10 < t ≤ 200 | 200 < t ≤ 500 | 500 < t ≤ 1000 | 1000 < t ≤ 5000 | 5000 < t ≤ 60000
80 ≤ u < 90 | 0 | 0 | 0 | 0 | 0 | 0
70 ≤ u < 80 | 0 | 0 | 0 | 0 | 0 | 0
40 ≤ u < 70 | 0 | 0 | 0 | 0 | 0 | 0
5 ≤ u < 40 | 0 | 0 | 0 | 0 | 0 | 0
u < 5 | 0 | 0 | 0 | 0 | 0 | 0
Total | 0 | 0 | 0 | 0 | 0 | 0
PUTN18(PTA 18 PUTNA)¦ meter SN:1702334123978745
Tensiune reziduală u% | Durata t ms |  |  |  |  | Total
| 10 < t ≤ 200 | 200 < t ≤ 500 | 500 < t ≤ 1000 | 1000 < t ≤ 5000 | 5000 < t ≤ 60000
80 ≤ u < 90 | 0 | 0 | 0 | 0 | 0 | 0
70 ≤ u < 80 | 0 | 0 | 0 | 0 | 0 | 0
40 ≤ u < 70 | 0 | 0 | 0 | 0 | 0 | 0
5 ≤ u < 40 | 0 | 0 | 0 | 0 | 0 | 0
u < 5 | 0 | 0 | 0 | 0 | 0 | 0
Total | 0 | 0 | 0 | 0 | 0 | 0
PUTN22(PTAV 22 PUTNA)¦ meter SN:1702334125532469
Tensiune reziduală u% | Durata t ms |  |  |  |  | Total
| 10 < t ≤ 200 | 200 < t ≤ 500 | 500 < t ≤ 1000 | 1000 < t ≤ 5000 | 5000 < t ≤ 60000
80 ≤ u < 90 | 0 | 0 | 0 | 0 | 0 | 0
70 ≤ u < 80 | 0 | 0 | 0 | 0 | 0 | 0
40 ≤ u < 70 | 0 | 0 | 0 | 0 | 0 | 0
5 ≤ u < 40 | 0 | 0 | 0 | 0 | 0 | 0
u < 5 | 0 | 0 | 0 | 0 | 0 | 0
Total | 0 | 0 | 0 | 0 | 0 | 0
REME01(PT 1 REMEZEU)¦ meter SN:1702434126588422
Tensiune reziduală u% | Durata t ms |  |  |  |  | Total
| 10 < t ≤ 200 | 200 < t ≤ 500 | 500 < t ≤ 1000 | 1000 < t ≤ 5000 | 5000 < t ≤ 60000
80 ≤ u < 90 | 0 | 0 | 0 | 0 | 0 | 0
70 ≤ u < 80 | 0 | 0 | 0 | 0 | 0 | 0
40 ≤ u < 70 | 0 | 0 | 0 | 0 | 0 | 0
5 ≤ u < 40 | 0 | 0 | 0 | 0 | 0 | 0
u < 5 | 0 | 0 | 0 | 0 | 0 | 0
Total | 0 | 0 | 0 | 0 | 0 | 0
REME02(PT 2 REMEZEU)¦ meter SN:1702434126588419
Tensiune reziduală u% | Durata t ms |  |  |  |  | Total
| 10 < t ≤ 200 | 200 < t ≤ 500 | 500 < t ≤ 1000 | 1000 < t ≤ 5000 | 5000 < t ≤ 60000
80 ≤ u < 90 | 0 | 0 | 0 | 0 | 0 | 0
70 ≤ u < 80 | 0 | 0 | 0 | 0 | 0 | 0
40 ≤ u < 70 | 0 | 0 | 0 | 0 | 0 | 0
5 ≤ u < 40 | 0 | 0 | 0 | 0 | 0 | 0
u < 5 | 0 | 0 | 0 | 0 | 0 | 0
Total | 0 | 0 | 0 | 0 | 0 | 0
REME03(PT 3 REMEZEU)¦ meter SN:1702434126595835
Tensiune reziduală u% | Durata t ms |  |  |  |  | Total
| 10 < t ≤ 200 | 200 < t ≤ 500 | 500 < t ≤ 1000 | 1000 < t ≤ 5000 | 5000 < t ≤ 60000
80 ≤ u < 90 | 0 | 0 | 0 | 1 | 0 | 1
70 ≤ u < 80 | 0 | 0 | 0 | 0 | 0 | 0
40 ≤ u < 70 | 0 | 0 | 0 | 0 | 0 | 0
5 ≤ u < 40 | 0 | 0 | 0 | 0 | 0 | 0
u < 5 | 0 | 0 | 0 | 0 | 0 | 0
Total | 0 | 0 | 0 | 1 | 0 | 1
SADA01(PT 1 SADAU)¦ meter SN:1702434126588446
Tensiune reziduală u% | Durata t ms |  |  |  |  | Total
| 10 < t ≤ 200 | 200 < t ≤ 500 | 500 < t ≤ 1000 | 1000 < t ≤ 5000 | 5000 < t ≤ 60000
80 ≤ u < 90 | 0 | 0 | 0 | 2 | 0 | 2
70 ≤ u < 80 | 0 | 0 | 0 | 0 | 0 | 0
40 ≤ u < 70 | 0 | 0 | 0 | 0 | 0 | 0
5 ≤ u < 40 | 0 | 0 | 0 | 0 | 0 | 0
u < 5 | 0 | 0 | 0 | 0 | 0 | 0
Total | 0 | 0 | 0 | 2 | 0 | 2
SADA03(PT 3 SADAU)¦ meter SN:1702434126588429
Tensiune reziduală u% | Durata t ms |  |  |  |  | Total
| 10 < t ≤ 200 | 200 < t ≤ 500 | 500 < t ≤ 1000 | 1000 < t ≤ 5000 | 5000 < t ≤ 60000
80 ≤ u < 90 | 0 | 0 | 0 | 3 | 0 | 3
70 ≤ u < 80 | 0 | 0 | 0 | 0 | 0 | 0
40 ≤ u < 70 | 0 | 0 | 0 | 0 | 0 | 0
5 ≤ u < 40 | 0 | 0 | 0 | 0 | 0 | 0
u < 5 | 0 | 0 | 0 | 0 | 0 | 0
Total | 0 | 0 | 0 | 3 | 0 | 3
STRS01(PT 1 STRAJA)¦ meter SN:1702434126588443
Tensiune reziduală u% | Durata t ms |  |  |  |  | Total
| 10 < t ≤ 200 | 200 < t ≤ 500 | 500 < t ≤ 1000 | 1000 < t ≤ 5000 | 5000 < t ≤ 60000
80 ≤ u < 90 | 0 | 0 | 0 | 1 | 0 | 1
70 ≤ u < 80 | 0 | 0 | 0 | 0 | 0 | 0
40 ≤ u < 70 | 0 | 0 | 0 | 0 | 0 | 0
5 ≤ u < 40 | 0 | 0 | 0 | 0 | 0 | 0
u < 5 | 0 | 0 | 0 | 0 | 0 | 0
Total | 0 | 0 | 0 | 1 | 0 | 1
STRS02(PT 2 STRAJA)¦ meter SN:1702434126595832
Tensiune reziduală u% | Durata t ms |  |  |  |  | Total
| 10 < t ≤ 200 | 200 < t ≤ 500 | 500 < t ≤ 1000 | 1000 < t ≤ 5000 | 5000 < t ≤ 60000
80 ≤ u < 90 | 0 | 0 | 0 | 0 | 0 | 0
70 ≤ u < 80 | 0 | 0 | 0 | 0 | 0 | 0
40 ≤ u < 70 | 0 | 0 | 0 | 0 | 0 | 0
5 ≤ u < 40 | 0 | 0 | 0 | 0 | 0 | 0
u < 5 | 0 | 0 | 0 | 0 | 0 | 0
Total | 0 | 0 | 0 | 0 | 0 | 0
STRS03(PT 3 STRAJA)¦ meter SN:1702434126588420
Tensiune reziduală u% | Durata t ms |  |  |  |  | Total
| 10 < t ≤ 200 | 200 < t ≤ 500 | 500 < t ≤ 1000 | 1000 < t ≤ 5000 | 5000 < t ≤ 60000
80 ≤ u < 90 | 0 | 0 | 0 | 0 | 0 | 0
70 ≤ u < 80 | 0 | 0 | 0 | 0 | 0 | 0
40 ≤ u < 70 | 0 | 0 | 0 | 0 | 0 | 0
5 ≤ u < 40 | 0 | 0 | 0 | 0 | 0 | 0
u < 5 | 0 | 0 | 0 | 0 | 0 | 0
Total | 0 | 0 | 0 | 0 | 0 | 0
STRS04(PT 4 STRAJA)¦ meter SN:1702334123978772
Tensiune reziduală u% | Durata t ms |  |  |  |  | Total
| 10 < t ≤ 200 | 200 < t ≤ 500 | 500 < t ≤ 1000 | 1000 < t ≤ 5000 | 5000 < t ≤ 60000
80 ≤ u < 90 | 0 | 0 | 0 | 0 | 2 | 2
70 ≤ u < 80 | 0 | 0 | 0 | 0 | 0 | 0
40 ≤ u < 70 | 0 | 0 | 0 | 0 | 0 | 0
5 ≤ u < 40 | 0 | 0 | 0 | 0 | 0 | 0
u < 5 | 0 | 0 | 0 | 0 | 0 | 0
Total | 0 | 0 | 0 | 0 | 2 | 2
STRS05(PT 5 STRAJA)¦ meter SN:1702434126588428
Tensiune reziduală u% | Durata t ms |  |  |  |  | Total
| 10 < t ≤ 200 | 200 < t ≤ 500 | 500 < t ≤ 1000 | 1000 < t ≤ 5000 | 5000 < t ≤ 60000
80 ≤ u < 90 | 0 | 0 | 0 | 0 | 0 | 0
70 ≤ u < 80 | 0 | 0 | 0 | 0 | 0 | 0
40 ≤ u < 70 | 0 | 0 | 0 | 0 | 0 | 0
5 ≤ u < 40 | 0 | 0 | 0 | 0 | 0 | 0
u < 5 | 0 | 0 | 0 | 0 | 0 | 0
Total | 0 | 0 | 0 | 0 | 0 | 0
STRS07(PT 7 STRAJA)¦ meter SN:1702434126595833
Tensiune reziduală u% | Durata t ms |  |  |  |  | Total
| 10 < t ≤ 200 | 200 < t ≤ 500 | 500 < t ≤ 1000 | 1000 < t ≤ 5000 | 5000 < t ≤ 60000
80 ≤ u < 90 | 0 | 0 | 0 | 1 | 1 | 2
70 ≤ u < 80 | 0 | 0 | 0 | 0 | 0 | 0
40 ≤ u < 70 | 0 | 0 | 0 | 0 | 0 | 0
5 ≤ u < 40 | 0 | 0 | 0 | 0 | 0 | 0
u < 5 | 0 | 0 | 0 | 0 | 0 | 0
Total | 0 | 0 | 0 | 1 | 1 | 2
STRS08(PT 8 STRAJA)¦ meter SN:1702334123978748
Tensiune reziduală u% | Durata t ms |  |  |  |  | Total
| 10 < t ≤ 200 | 200 < t ≤ 500 | 500 < t ≤ 1000 | 1000 < t ≤ 5000 | 5000 < t ≤ 60000
80 ≤ u < 90 | 0 | 0 | 0 | 0 | 0 | 0
70 ≤ u < 80 | 0 | 0 | 0 | 0 | 0 | 0
40 ≤ u < 70 | 0 | 0 | 0 | 0 | 0 | 0
5 ≤ u < 40 | 0 | 0 | 0 | 0 | 0 | 0
u < 5 | 0 | 0 | 0 | 0 | 0 | 0
Total | 0 | 0 | 0 | 0 | 0 | 0
STRS09(PT 9 STRAJA)¦ meter SN:1702434126595834
Tensiune reziduală u% | Durata t ms |  |  |  |  | Total
| 10 < t ≤ 200 | 200 < t ≤ 500 | 500 < t ≤ 1000 | 1000 < t ≤ 5000 | 5000 < t ≤ 60000
80 ≤ u < 90 | 0 | 0 | 0 | 0 | 1 | 1
70 ≤ u < 80 | 0 | 0 | 0 | 0 | 0 | 0
40 ≤ u < 70 | 0 | 0 | 0 | 0 | 0 | 0
5 ≤ u < 40 | 0 | 0 | 0 | 0 | 0 | 0
u < 5 | 0 | 0 | 0 | 0 | 0 | 0
Total | 0 | 0 | 0 | 0 | 1 | 1
ULMA01(PT 1 ULMA)¦ meter SN:1702434126588413
Tensiune reziduală u% | Durata t ms |  |  |  |  | Total
| 10 < t ≤ 200 | 200 < t ≤ 500 | 500 < t ≤ 1000 | 1000 < t ≤ 5000 | 5000 < t ≤ 60000
80 ≤ u < 90 | 0 | 0 | 0 | 0 | 0 | 0
70 ≤ u < 80 | 0 | 0 | 0 | 0 | 0 | 0
40 ≤ u < 70 | 0 | 0 | 0 | 0 | 0 | 0
5 ≤ u < 40 | 0 | 0 | 0 | 0 | 0 | 0
u < 5 | 0 | 0 | 0 | 0 | 0 | 0
Total | 0 | 0 | 0 | 0 | 0 | 0
ULMA02(PTAB 2 ULMA)¦ meter SN:1702334125532484
Tensiune reziduală u% | Durata t ms |  |  |  |  | Total
| 10 < t ≤ 200 | 200 < t ≤ 500 | 500 < t ≤ 1000 | 1000 < t ≤ 5000 | 5000 < t ≤ 60000
80 ≤ u < 90 | 0 | 0 | 0 | 0 | 0 | 0
70 ≤ u < 80 | 0 | 0 | 0 | 0 | 0 | 0
40 ≤ u < 70 | 0 | 0 | 0 | 0 | 0 | 0
5 ≤ u < 40 | 0 | 0 | 0 | 0 | 0 | 0
u < 5 | 0 | 0 | 0 | 0 | 0 | 0
Total | 0 | 0 | 0 | 0 | 0 | 0
VICJ01(PT 1 VICOVU DE JOS)¦ meter SN:1702434126595844
Tensiune reziduală u% | Durata t ms |  |  |  |  | Total
| 10 < t ≤ 200 | 200 < t ≤ 500 | 500 < t ≤ 1000 | 1000 < t ≤ 5000 | 5000 < t ≤ 60000
80 ≤ u < 90 | 0 | 0 | 0 | 3 | 0 | 3
70 ≤ u < 80 | 0 | 0 | 0 | 0 | 0 | 0
40 ≤ u < 70 | 0 | 0 | 0 | 0 | 0 | 0
5 ≤ u < 40 | 0 | 0 | 0 | 0 | 0 | 0
u < 5 | 0 | 0 | 0 | 0 | 0 | 0
Total | 0 | 0 | 0 | 3 | 0 | 3
VICJ02(PT 2 VICOVU DE JOS)¦ meter SN:1702434126595831
Tensiune reziduală u% | Durata t ms |  |  |  |  | Total
| 10 < t ≤ 200 | 200 < t ≤ 500 | 500 < t ≤ 1000 | 1000 < t ≤ 5000 | 5000 < t ≤ 60000
80 ≤ u < 90 | 0 | 0 | 0 | 0 | 0 | 0
70 ≤ u < 80 | 0 | 0 | 0 | 0 | 0 | 0
40 ≤ u < 70 | 0 | 0 | 0 | 0 | 0 | 0
5 ≤ u < 40 | 0 | 0 | 0 | 0 | 0 | 0
u < 5 | 0 | 0 | 0 | 0 | 0 | 0
Total | 0 | 0 | 0 | 0 | 0 | 0
VICJ03(PT 3 VICOVU DE JOS)¦ meter SN:1702434126595848
Tensiune reziduală u% | Durata t ms |  |  |  |  | Total
| 10 < t ≤ 200 | 200 < t ≤ 500 | 500 < t ≤ 1000 | 1000 < t ≤ 5000 | 5000 < t ≤ 60000
80 ≤ u < 90 | 0 | 0 | 0 | 0 | 0 | 0
70 ≤ u < 80 | 0 | 0 | 0 | 0 | 0 | 0
40 ≤ u < 70 | 0 | 0 | 0 | 0 | 0 | 0
5 ≤ u < 40 | 0 | 0 | 0 | 0 | 0 | 0
u < 5 | 0 | 0 | 0 | 0 | 0 | 0
Total | 0 | 0 | 0 | 0 | 0 | 0
VICJ04(PT 4 VICOVU DE JOS)¦ meter SN:1702434126595846
Tensiune reziduală u% | Durata t ms |  |  |  |  | Total
| 10 < t ≤ 200 | 200 < t ≤ 500 | 500 < t ≤ 1000 | 1000 < t ≤ 5000 | 5000 < t ≤ 60000
80 ≤ u < 90 | 0 | 0 | 0 | 3 | 0 | 3
70 ≤ u < 80 | 0 | 0 | 0 | 0 | 0 | 0
40 ≤ u < 70 | 0 | 0 | 0 | 0 | 0 | 0
5 ≤ u < 40 | 0 | 0 | 0 | 0 | 0 | 0
u < 5 | 0 | 0 | 0 | 0 | 0 | 0
Total | 0 | 0 | 0 | 3 | 0 | 3
VICJ07(PT 7 VICOVU DE JOS)¦ meter SN:1702434126595843
Tensiune reziduală u% | Durata t ms |  |  |  |  | Total
| 10 < t ≤ 200 | 200 < t ≤ 500 | 500 < t ≤ 1000 | 1000 < t ≤ 5000 | 5000 < t ≤ 60000
80 ≤ u < 90 | 0 | 0 | 0 | 0 | 0 | 0
70 ≤ u < 80 | 0 | 0 | 0 | 0 | 0 | 0
40 ≤ u < 70 | 0 | 0 | 0 | 0 | 0 | 0
5 ≤ u < 40 | 0 | 0 | 0 | 0 | 0 | 0
u < 5 | 0 | 0 | 0 | 0 | 0 | 0
Total | 0 | 0 | 0 | 0 | 0 | 0
VICJ13(PTAB 13 VICOVU DE JOS)¦ meter SN:1702434126595845
Tensiune reziduală u% | Durata t ms |  |  |  |  | Total
| 10 < t ≤ 200 | 200 < t ≤ 500 | 500 < t ≤ 1000 | 1000 < t ≤ 5000 | 5000 < t ≤ 60000
80 ≤ u < 90 | 0 | 0 | 0 | 3 | 0 | 3
70 ≤ u < 80 | 0 | 0 | 0 | 0 | 0 | 0
40 ≤ u < 70 | 0 | 0 | 0 | 0 | 0 | 0
5 ≤ u < 40 | 0 | 0 | 0 | 0 | 0 | 0
u < 5 | 0 | 0 | 0 | 0 | 0 | 0
Total | 0 | 0 | 0 | 3 | 0 | 3
VICS02(PT 2 VICOVU DE SUS)¦ meter SN:1702434126588442
Tensiune reziduală u% | Durata t ms |  |  |  |  | Total
| 10 < t ≤ 200 | 200 < t ≤ 500 | 500 < t ≤ 1000 | 1000 < t ≤ 5000 | 5000 < t ≤ 60000
80 ≤ u < 90 | 0 | 0 | 0 | 0 | 0 | 0
70 ≤ u < 80 | 0 | 0 | 0 | 0 | 0 | 0
40 ≤ u < 70 | 0 | 0 | 0 | 0 | 0 | 0
5 ≤ u < 40 | 0 | 0 | 0 | 0 | 0 | 0
u < 5 | 0 | 0 | 0 | 0 | 0 | 0
Total | 0 | 0 | 0 | 0 | 0 | 0
VICS03(PT 3 VICOVU DE SUS)¦ meter SN:1702434126588424
Tensiune reziduală u% | Durata t ms |  |  |  |  | Total
| 10 < t ≤ 200 | 200 < t ≤ 500 | 500 < t ≤ 1000 | 1000 < t ≤ 5000 | 5000 < t ≤ 60000
80 ≤ u < 90 | 0 | 0 | 0 | 2 | 0 | 2
70 ≤ u < 80 | 0 | 0 | 0 | 0 | 0 | 0
40 ≤ u < 70 | 0 | 0 | 0 | 0 | 0 | 0
5 ≤ u < 40 | 0 | 0 | 0 | 0 | 0 | 0
u < 5 | 0 | 0 | 0 | 0 | 0 | 0
Total | 0 | 0 | 0 | 2 | 0 | 2
VICS05(PT 5 VICOVU DE SUS)¦ meter SN:1702334123978763
Tensiune reziduală u% | Durata t ms |  |  |  |  | Total
| 10 < t ≤ 200 | 200 < t ≤ 500 | 500 < t ≤ 1000 | 1000 < t ≤ 5000 | 5000 < t ≤ 60000
80 ≤ u < 90 | 0 | 0 | 0 | 1 | 0 | 1
70 ≤ u < 80 | 0 | 0 | 0 | 0 | 0 | 0
40 ≤ u < 70 | 0 | 0 | 0 | 0 | 0 | 0
5 ≤ u < 40 | 0 | 0 | 0 | 0 | 0 | 0
u < 5 | 0 | 0 | 0 | 0 | 0 | 0
Total | 0 | 0 | 0 | 1 | 0 | 1
VICS06(PT 6 VICOVU DE SUS)¦ meter SN:1702434126588433
Tensiune reziduală u% | Durata t ms |  |  |  |  | Total
| 10 < t ≤ 200 | 200 < t ≤ 500 | 500 < t ≤ 1000 | 1000 < t ≤ 5000 | 5000 < t ≤ 60000
80 ≤ u < 90 | 0 | 0 | 0 | 0 | 0 | 0
70 ≤ u < 80 | 0 | 0 | 0 | 0 | 0 | 0
40 ≤ u < 70 | 0 | 0 | 0 | 0 | 0 | 0
5 ≤ u < 40 | 0 | 0 | 0 | 0 | 0 | 0
u < 5 | 0 | 0 | 0 | 0 | 0 | 0
Total | 0 | 0 | 0 | 0 | 0 | 0
VICS07(PT 7 VICOVU DE SUS)¦ meter SN:1702334123978750
Tensiune reziduală u% | Durata t ms |  |  |  |  | Total
| 10 < t ≤ 200 | 200 < t ≤ 500 | 500 < t ≤ 1000 | 1000 < t ≤ 5000 | 5000 < t ≤ 60000
80 ≤ u < 90 | 0 | 0 | 0 | 2 | 0 | 2
70 ≤ u < 80 | 0 | 0 | 0 | 0 | 0 | 0
40 ≤ u < 70 | 0 | 0 | 0 | 0 | 0 | 0
5 ≤ u < 40 | 0 | 0 | 0 | 0 | 0 | 0
u < 5 | 0 | 0 | 0 | 0 | 0 | 0
Total | 0 | 0 | 0 | 2 | 0 | 2
VOIT01(PT 1 VOITINEL)¦ meter SN:1702434126588421
Tensiune reziduală u% | Durata t ms |  |  |  |  | Total
| 10 < t ≤ 200 | 200 < t ≤ 500 | 500 < t ≤ 1000 | 1000 < t ≤ 5000 | 5000 < t ≤ 60000
80 ≤ u < 90 | 0 | 0 | 0 | 1 | 0 | 1
70 ≤ u < 80 | 0 | 0 | 0 | 0 | 0 | 0
40 ≤ u < 70 | 0 | 0 | 0 | 0 | 0 | 0
5 ≤ u < 40 | 0 | 0 | 0 | 0 | 0 | 0
u < 5 | 0 | 0 | 0 | 0 | 0 | 0
Total | 0 | 0 | 0 | 1 | 0 | 1
VOIT02(PT 2 VOITINEL)¦ meter SN:1702434126588418
Tensiune reziduală u% | Durata t ms |  |  |  |  | Total
| 10 < t ≤ 200 | 200 < t ≤ 500 | 500 < t ≤ 1000 | 1000 < t ≤ 5000 | 5000 < t ≤ 60000
80 ≤ u < 90 | 0 | 0 | 0 | 0 | 0 | 0
70 ≤ u < 80 | 0 | 0 | 0 | 0 | 0 | 0
40 ≤ u < 70 | 0 | 0 | 0 | 0 | 0 | 0
5 ≤ u < 40 | 0 | 0 | 0 | 0 | 0 | 0
u < 5 | 0 | 0 | 0 | 0 | 0 | 0
Total | 0 | 0 | 0 | 0 | 0 | 0
VOIT03(PT 3 VOITINEL)¦ meter SN:1702434126588423
Tensiune reziduală u% | Durata t ms |  |  |  |  | Total
| 10 < t ≤ 200 | 200 < t ≤ 500 | 500 < t ≤ 1000 | 1000 < t ≤ 5000 | 5000 < t ≤ 60000
80 ≤ u < 90 | 0 | 0 | 0 | 2 | 0 | 2
70 ≤ u < 80 | 0 | 0 | 0 | 0 | 0 | 0
40 ≤ u < 70 | 0 | 0 | 0 | 0 | 0 | 0
5 ≤ u < 40 | 0 | 0 | 0 | 0 | 0 | 0
u < 5 | 0 | 0 | 0 | 0 | 0 | 0
Total | 0 | 0 | 0 | 2 | 0 | 2
VOIT04(PT 4 VOITINEL)¦ meter SN:1702334123978744
Tensiune reziduală u% | Durata t ms |  |  |  |  | Total
| 10 < t ≤ 200 | 200 < t ≤ 500 | 500 < t ≤ 1000 | 1000 < t ≤ 5000 | 5000 < t ≤ 60000
80 ≤ u < 90 | 0 | 0 | 0 | 0 | 0 | 0
70 ≤ u < 80 | 0 | 0 | 0 | 0 | 0 | 0
40 ≤ u < 70 | 0 | 0 | 0 | 0 | 0 | 0
5 ≤ u < 40 | 0 | 0 | 0 | 0 | 0 | 0
u < 5 | 0 | 0 | 0 | 0 | 0 | 0
Total | 0 | 0 | 0 | 0 | 0 | 0
VOIT05(PT 5 VOITINEL)¦ meter SN:1702334125532472
Tensiune reziduală u% | Durata t ms |  |  |  |  | Total
| 10 < t ≤ 200 | 200 < t ≤ 500 | 500 < t ≤ 1000 | 1000 < t ≤ 5000 | 5000 < t ≤ 60000
80 ≤ u < 90 | 0 | 0 | 0 | 0 | 0 | 0
70 ≤ u < 80 | 0 | 0 | 0 | 0 | 0 | 0
40 ≤ u < 70 | 0 | 0 | 0 | 0 | 0 | 0
5 ≤ u < 40 | 0 | 0 | 0 | 0 | 0 | 0
u < 5 | 0 | 0 | 0 | 0 | 0 | 0
Total | 0 | 0 | 0 | 0 | 0 | 0
ZIUB01(PT 1 ZIUBENI)¦ meter SN:1702434126588427
Tensiune reziduală u% | Durata t ms |  |  |  |  | Total
| 10 < t ≤ 200 | 200 < t ≤ 500 | 500 < t ≤ 1000 | 1000 < t ≤ 5000 | 5000 < t ≤ 60000
80 ≤ u < 90 | 0 | 0 | 0 | 2 | 0 | 2
70 ≤ u < 80 | 0 | 0 | 0 | 0 | 0 | 0
40 ≤ u < 70 | 0 | 0 | 0 | 0 | 0 | 0
5 ≤ u < 40 | 0 | 0 | 0 | 0 | 0 | 0
u < 5 | 0 | 0 | 0 | 0 | 0 | 0
Total | 0 | 0 | 0 | 2 | 0 | 2

## VS10(VASLUI)
MOGR01(PT 1 MOARA GRECI)¦ meter SN:1702234122711141
Tensiune reziduală u% | Durata t ms |  |  |  |  | Total
| 10 < t ≤ 200 | 200 < t ≤ 500 | 500 < t ≤ 1000 | 1000 < t ≤ 5000 | 5000 < t ≤ 60000
80 ≤ u < 90 | 0 | 0 | 0 | 3 | 0 | 3
70 ≤ u < 80 | 0 | 0 | 0 | 0 | 0 | 0
40 ≤ u < 70 | 0 | 0 | 0 | 0 | 0 | 0
5 ≤ u < 40 | 0 | 0 | 0 | 0 | 0 | 0
u < 5 | 0 | 0 | 0 | 0 | 0 | 0
Total | 0 | 0 | 0 | 3 | 0 | 3
MOGR02(PT 2 MOARA GRECI)¦ meter SN:1702234122711149
Tensiune reziduală u% | Durata t ms |  |  |  |  | Total
| 10 < t ≤ 200 | 200 < t ≤ 500 | 500 < t ≤ 1000 | 1000 < t ≤ 5000 | 5000 < t ≤ 60000
80 ≤ u < 90 | 0 | 0 | 0 | 0 | 0 | 0
70 ≤ u < 80 | 0 | 0 | 0 | 0 | 0 | 0
40 ≤ u < 70 | 0 | 0 | 0 | 0 | 0 | 0
5 ≤ u < 40 | 0 | 0 | 0 | 0 | 0 | 0
u < 5 | 0 | 0 | 0 | 0 | 0 | 0
Total | 0 | 0 | 0 | 0 | 0 | 0
MOGR05(PT 5 MOARA GRECI)¦ meter SN:1702434126595859
Tensiune reziduală u% | Durata t ms |  |  |  |  | Total
| 10 < t ≤ 200 | 200 < t ≤ 500 | 500 < t ≤ 1000 | 1000 < t ≤ 5000 | 5000 < t ≤ 60000
80 ≤ u < 90 | 0 | 0 | 0 | 15 | 1 | 16
70 ≤ u < 80 | 0 | 0 | 0 | 0 | 0 | 0
40 ≤ u < 70 | 0 | 0 | 0 | 0 | 0 | 0
5 ≤ u < 40 | 0 | 0 | 0 | 0 | 0 | 0
u < 5 | 0 | 0 | 0 | 0 | 0 | 0
Total | 0 | 0 | 0 | 15 | 1 | 16
MOGR06(PTA 6 MOARA GRECILOR)¦ meter SN:1702334125532448
Tensiune reziduală u% | Durata t ms |  |  |  |  | Total
| 10 < t ≤ 200 | 200 < t ≤ 500 | 500 < t ≤ 1000 | 1000 < t ≤ 5000 | 5000 < t ≤ 60000
80 ≤ u < 90 | 0 | 0 | 0 | 0 | 0 | 0
70 ≤ u < 80 | 0 | 0 | 0 | 0 | 0 | 0
40 ≤ u < 70 | 0 | 0 | 0 | 0 | 0 | 0
5 ≤ u < 40 | 0 | 0 | 0 | 0 | 0 | 0
u < 5 | 0 | 0 | 0 | 0 | 0 | 0
Total | 0 | 0 | 0 | 0 | 0 | 0
VS0007(PT 7 VASLUI)¦ meter SN:1702434125831911
Tensiune reziduală u% | Durata t ms |  |  |  |  | Total
| 10 < t ≤ 200 | 200 < t ≤ 500 | 500 < t ≤ 1000 | 1000 < t ≤ 5000 | 5000 < t ≤ 60000
80 ≤ u < 90 | 0 | 0 | 0 | 0 | 0 | 0
70 ≤ u < 80 | 0 | 0 | 0 | 0 | 0 | 0
40 ≤ u < 70 | 0 | 0 | 0 | 0 | 0 | 0
5 ≤ u < 40 | 0 | 0 | 0 | 0 | 0 | 0
u < 5 | 0 | 0 | 0 | 0 | 0 | 0
Total | 0 | 0 | 0 | 0 | 0 | 0
VS0010(PT 10 VASLUI)¦ meter SN:1702434126595865
Tensiune reziduală u% | Durata t ms |  |  |  |  | Total
| 10 < t ≤ 200 | 200 < t ≤ 500 | 500 < t ≤ 1000 | 1000 < t ≤ 5000 | 5000 < t ≤ 60000
80 ≤ u < 90 | 0 | 0 | 0 | 0 | 0 | 0
70 ≤ u < 80 | 0 | 0 | 0 | 0 | 0 | 0
40 ≤ u < 70 | 0 | 0 | 0 | 0 | 0 | 0
5 ≤ u < 40 | 0 | 0 | 0 | 0 | 0 | 0
u < 5 | 0 | 0 | 0 | 0 | 0 | 0
Total | 0 | 0 | 0 | 0 | 0 | 0
VS0080(PT 80 VASLUI)¦ meter SN:1702334125532449
Tensiune reziduală u% | Durata t ms |  |  |  |  | Total
| 10 < t ≤ 200 | 200 < t ≤ 500 | 500 < t ≤ 1000 | 1000 < t ≤ 5000 | 5000 < t ≤ 60000
80 ≤ u < 90 | 0 | 0 | 0 | 0 | 0 | 0
70 ≤ u < 80 | 0 | 0 | 0 | 0 | 0 | 0
40 ≤ u < 70 | 0 | 0 | 0 | 0 | 0 | 0
5 ≤ u < 40 | 0 | 0 | 0 | 0 | 0 | 0
u < 5 | 0 | 0 | 0 | 0 | 0 | 0
Total | 0 | 0 | 0 | 0 | 0 | 0
VS0158(PT 158 VASLUI (TERT))¦ meter SN:1702334123717706
Tensiune reziduală u% | Durata t ms |  |  |  |  | Total
| 10 < t ≤ 200 | 200 < t ≤ 500 | 500 < t ≤ 1000 | 1000 < t ≤ 5000 | 5000 < t ≤ 60000
80 ≤ u < 90 | 0 | 0 | 0 | 0 | 0 | 0
70 ≤ u < 80 | 0 | 0 | 0 | 0 | 0 | 0
40 ≤ u < 70 | 0 | 0 | 0 | 0 | 0 | 0
5 ≤ u < 40 | 0 | 0 | 0 | 0 | 0 | 0
u < 5 | 0 | 0 | 0 | 0 | 0 | 0
Total | 0 | 0 | 0 | 0 | 0 | 0
VS0163(PT 163 VASLUI)¦ meter SN:1702434126588369
Tensiune reziduală u% | Durata t ms |  |  |  |  | Total
| 10 < t ≤ 200 | 200 < t ≤ 500 | 500 < t ≤ 1000 | 1000 < t ≤ 5000 | 5000 < t ≤ 60000
80 ≤ u < 90 | 0 | 0 | 0 | 15 | 0 | 15
70 ≤ u < 80 | 0 | 0 | 0 | 0 | 0 | 0
40 ≤ u < 70 | 0 | 0 | 0 | 0 | 0 | 0
5 ≤ u < 40 | 0 | 0 | 0 | 0 | 0 | 0
u < 5 | 0 | 0 | 0 | 0 | 0 | 0
Total | 0 | 0 | 0 | 15 | 0 | 15
VS0180(PT 180 VASLUI PRELUAT)¦ meter SN:1702234122711155
Tensiune reziduală u% | Durata t ms |  |  |  |  | Total
| 10 < t ≤ 200 | 200 < t ≤ 500 | 500 < t ≤ 1000 | 1000 < t ≤ 5000 | 5000 < t ≤ 60000
80 ≤ u < 90 | 0 | 0 | 0 | 0 | 0 | 0
70 ≤ u < 80 | 0 | 0 | 0 | 0 | 0 | 0
40 ≤ u < 70 | 0 | 0 | 0 | 0 | 0 | 0
5 ≤ u < 40 | 0 | 0 | 0 | 0 | 0 | 0
u < 5 | 0 | 0 | 0 | 0 | 0 | 0
Total | 0 | 0 | 0 | 0 | 0 | 0
VS0219(PT 219 VASLUI)¦ meter SN:1702234122711131
Tensiune reziduală u% | Durata t ms |  |  |  |  | Total
| 10 < t ≤ 200 | 200 < t ≤ 500 | 500 < t ≤ 1000 | 1000 < t ≤ 5000 | 5000 < t ≤ 60000
80 ≤ u < 90 | 0 | 0 | 0 | 5 | 0 | 5
70 ≤ u < 80 | 0 | 0 | 0 | 0 | 0 | 0
40 ≤ u < 70 | 0 | 0 | 0 | 0 | 0 | 0
5 ≤ u < 40 | 0 | 0 | 0 | 0 | 0 | 0
u < 5 | 0 | 0 | 0 | 0 | 0 | 0
Total | 0 | 0 | 0 | 5 | 0 | 5
MUNT01(PT 1 MUNTENI DE JOS)¦ meter SN:1009141000000470
Tensiune reziduală u% | Durata t ms |  |  |  |  | Total
| 10 < t ≤ 200 | 200 < t ≤ 500 | 500 < t ≤ 1000 | 1000 < t ≤ 5000 | 5000 < t ≤ 60000
80 ≤ u < 90 | 0 | 0 | 0 | 0 | 0 | 0
70 ≤ u < 80 | 0 | 0 | 0 | 0 | 0 | 0
40 ≤ u < 70 | 0 | 0 | 0 | 0 | 0 | 0
5 ≤ u < 40 | 0 | 0 | 0 | 0 | 0 | 0
u < 5 | 0 | 0 | 0 | 0 | 0 | 0
Total | 0 | 0 | 0 | 0 | 0 | 0
VS0013(PT 13 VASLUI)¦ meter SN:1702434125831910
Tensiune reziduală u% | Durata t ms |  |  |  |  | Total
| 10 < t ≤ 200 | 200 < t ≤ 500 | 500 < t ≤ 1000 | 1000 < t ≤ 5000 | 5000 < t ≤ 60000
80 ≤ u < 90 | 0 | 0 | 0 | 0 | 0 | 0
70 ≤ u < 80 | 0 | 0 | 0 | 0 | 0 | 0
40 ≤ u < 70 | 0 | 0 | 0 | 0 | 0 | 0
5 ≤ u < 40 | 0 | 0 | 0 | 0 | 0 | 0
u < 5 | 0 | 0 | 0 | 0 | 0 | 0
Total | 0 | 0 | 0 | 0 | 0 | 0
VS0016(PT 16 VASLUI)¦ meter SN:1702434126588376
Tensiune reziduală u% | Durata t ms |  |  |  |  | Total
| 10 < t ≤ 200 | 200 < t ≤ 500 | 500 < t ≤ 1000 | 1000 < t ≤ 5000 | 5000 < t ≤ 60000
80 ≤ u < 90 | 0 | 0 | 0 | 0 | 0 | 0
70 ≤ u < 80 | 0 | 0 | 0 | 0 | 0 | 0
40 ≤ u < 70 | 0 | 0 | 0 | 0 | 0 | 0
5 ≤ u < 40 | 0 | 0 | 0 | 0 | 0 | 0
u < 5 | 0 | 0 | 0 | 0 | 0 | 0
Total | 0 | 0 | 0 | 0 | 0 | 0
VS0030(PT 30 VASLUI)¦ meter SN:1702434125831907
Tensiune reziduală u% | Durata t ms |  |  |  |  | Total
| 10 < t ≤ 200 | 200 < t ≤ 500 | 500 < t ≤ 1000 | 1000 < t ≤ 5000 | 5000 < t ≤ 60000
80 ≤ u < 90 | 0 | 0 | 0 | 4 | 0 | 4
70 ≤ u < 80 | 0 | 0 | 0 | 0 | 0 | 0
40 ≤ u < 70 | 0 | 0 | 0 | 0 | 0 | 0
5 ≤ u < 40 | 0 | 0 | 0 | 0 | 0 | 0
u < 5 | 0 | 0 | 0 | 0 | 0 | 0
Total | 0 | 0 | 0 | 4 | 0 | 4
VS0079(PT 79 VASLUI)¦ meter SN:1702434125831913
Tensiune reziduală u% | Durata t ms |  |  |  |  | Total
| 10 < t ≤ 200 | 200 < t ≤ 500 | 500 < t ≤ 1000 | 1000 < t ≤ 5000 | 5000 < t ≤ 60000
80 ≤ u < 90 | 0 | 0 | 0 | 0 | 0 | 0
70 ≤ u < 80 | 0 | 0 | 0 | 0 | 0 | 0
40 ≤ u < 70 | 0 | 0 | 0 | 0 | 0 | 0
5 ≤ u < 40 | 0 | 0 | 0 | 0 | 0 | 0
u < 5 | 0 | 0 | 0 | 0 | 0 | 0
Total | 0 | 0 | 0 | 0 | 0 | 0
VS0109(PT 109 VASLUI)¦ meter SN:1702434127045279
Tensiune reziduală u% | Durata t ms |  |  |  |  | Total
| 10 < t ≤ 200 | 200 < t ≤ 500 | 500 < t ≤ 1000 | 1000 < t ≤ 5000 | 5000 < t ≤ 60000
80 ≤ u < 90 | 0 | 0 | 0 | 0 | 0 | 0
70 ≤ u < 80 | 0 | 0 | 0 | 0 | 0 | 0
40 ≤ u < 70 | 0 | 0 | 0 | 0 | 0 | 0
5 ≤ u < 40 | 0 | 0 | 0 | 0 | 0 | 0
u < 5 | 0 | 0 | 0 | 0 | 0 | 0
Total | 0 | 0 | 0 | 0 | 0 | 0
VS0110(PT 110 VASLUI)¦ meter SN:1702234122646086
Tensiune reziduală u% | Durata t ms |  |  |  |  | Total
| 10 < t ≤ 200 | 200 < t ≤ 500 | 500 < t ≤ 1000 | 1000 < t ≤ 5000 | 5000 < t ≤ 60000
80 ≤ u < 90 | 0 | 0 | 0 | 3 | 0 | 3
70 ≤ u < 80 | 0 | 0 | 0 | 0 | 0 | 0
40 ≤ u < 70 | 0 | 0 | 0 | 0 | 0 | 0
5 ≤ u < 40 | 0 | 0 | 0 | 0 | 0 | 0
u < 5 | 0 | 0 | 0 | 0 | 0 | 0
Total | 0 | 0 | 0 | 3 | 0 | 3
VS0153(PT 153 VASLUI)¦ meter SN:1702434126588382
Tensiune reziduală u% | Durata t ms |  |  |  |  | Total
| 10 < t ≤ 200 | 200 < t ≤ 500 | 500 < t ≤ 1000 | 1000 < t ≤ 5000 | 5000 < t ≤ 60000
80 ≤ u < 90 | 0 | 0 | 0 | 11 | 0 | 11
70 ≤ u < 80 | 0 | 0 | 0 | 0 | 0 | 0
40 ≤ u < 70 | 0 | 0 | 0 | 0 | 0 | 0
5 ≤ u < 40 | 0 | 0 | 0 | 0 | 0 | 0
u < 5 | 0 | 0 | 0 | 0 | 0 | 0
Total | 0 | 0 | 0 | 11 | 0 | 11
VS0154(PT 154 VASLUI)¦ meter SN:1702234122646085
Tensiune reziduală u% | Durata t ms |  |  |  |  | Total
| 10 < t ≤ 200 | 200 < t ≤ 500 | 500 < t ≤ 1000 | 1000 < t ≤ 5000 | 5000 < t ≤ 60000
80 ≤ u < 90 | 0 | 0 | 0 | 4 | 0 | 4
70 ≤ u < 80 | 0 | 0 | 0 | 0 | 0 | 0
40 ≤ u < 70 | 0 | 0 | 0 | 0 | 0 | 0
5 ≤ u < 40 | 0 | 0 | 0 | 0 | 0 | 0
u < 5 | 0 | 0 | 0 | 0 | 0 | 0
Total | 0 | 0 | 0 | 4 | 0 | 4
VS0167(PT 167 VASLUI)¦ meter SN:1702334125532630
Tensiune reziduală u% | Durata t ms |  |  |  |  | Total
| 10 < t ≤ 200 | 200 < t ≤ 500 | 500 < t ≤ 1000 | 1000 < t ≤ 5000 | 5000 < t ≤ 60000
80 ≤ u < 90 | 0 | 0 | 0 | 3 | 0 | 3
70 ≤ u < 80 | 0 | 0 | 0 | 0 | 0 | 0
40 ≤ u < 70 | 0 | 0 | 0 | 0 | 0 | 0
5 ≤ u < 40 | 0 | 0 | 0 | 0 | 0 | 0
u < 5 | 0 | 0 | 0 | 0 | 0 | 0
Total | 0 | 0 | 0 | 3 | 0 | 3
VS0172(PT 172 VASLUI)¦ meter SN:1702434126588368
Tensiune reziduală u% | Durata t ms |  |  |  |  | Total
| 10 < t ≤ 200 | 200 < t ≤ 500 | 500 < t ≤ 1000 | 1000 < t ≤ 5000 | 5000 < t ≤ 60000
80 ≤ u < 90 | 0 | 0 | 0 | 4 | 0 | 4
70 ≤ u < 80 | 0 | 0 | 0 | 0 | 0 | 0
40 ≤ u < 70 | 0 | 0 | 0 | 0 | 0 | 0
5 ≤ u < 40 | 0 | 0 | 0 | 0 | 0 | 0
u < 5 | 0 | 0 | 0 | 0 | 0 | 0
Total | 0 | 0 | 0 | 4 | 0 | 4
NEG002(PT 2 NEGRESTI)¦ meter SN:1702234122711139
Tensiune reziduală u% | Durata t ms |  |  |  |  | Total
| 10 < t ≤ 200 | 200 < t ≤ 500 | 500 < t ≤ 1000 | 1000 < t ≤ 5000 | 5000 < t ≤ 60000
80 ≤ u < 90 | 0 | 0 | 0 | 3 | 0 | 3
70 ≤ u < 80 | 0 | 0 | 0 | 0 | 0 | 0
40 ≤ u < 70 | 0 | 0 | 0 | 0 | 0 | 0
5 ≤ u < 40 | 0 | 0 | 0 | 0 | 0 | 0
u < 5 | 0 | 0 | 0 | 0 | 0 | 0
Total | 0 | 0 | 0 | 3 | 0 | 3
NEG003(PT 3 NEGRESTI)¦ meter SN:1702334125532635
Tensiune reziduală u% | Durata t ms |  |  |  |  | Total
| 10 < t ≤ 200 | 200 < t ≤ 500 | 500 < t ≤ 1000 | 1000 < t ≤ 5000 | 5000 < t ≤ 60000
80 ≤ u < 90 | 0 | 0 | 0 | 1 | 0 | 1
70 ≤ u < 80 | 0 | 0 | 0 | 0 | 0 | 0
40 ≤ u < 70 | 0 | 0 | 0 | 0 | 0 | 0
5 ≤ u < 40 | 0 | 0 | 0 | 0 | 0 | 0
u < 5 | 0 | 0 | 0 | 0 | 0 | 0
Total | 0 | 0 | 0 | 1 | 0 | 1
NEG003(PT 3 NEGRESTI)¦ meter SN:1702434126588372
Tensiune reziduală u% | Durata t ms |  |  |  |  | Total
| 10 < t ≤ 200 | 200 < t ≤ 500 | 500 < t ≤ 1000 | 1000 < t ≤ 5000 | 5000 < t ≤ 60000
80 ≤ u < 90 | 0 | 0 | 0 | 0 | 0 | 0
70 ≤ u < 80 | 0 | 0 | 0 | 0 | 0 | 0
40 ≤ u < 70 | 0 | 0 | 0 | 0 | 0 | 0
5 ≤ u < 40 | 0 | 0 | 0 | 0 | 0 | 0
u < 5 | 0 | 0 | 0 | 0 | 0 | 0
Total | 0 | 0 | 0 | 0 | 0 | 0
NEG008(PT 8 NEGRESTI)¦ meter SN:1702234122711145
Tensiune reziduală u% | Durata t ms |  |  |  |  | Total
| 10 < t ≤ 200 | 200 < t ≤ 500 | 500 < t ≤ 1000 | 1000 < t ≤ 5000 | 5000 < t ≤ 60000
80 ≤ u < 90 | 0 | 0 | 0 | 7 | 0 | 7
70 ≤ u < 80 | 0 | 0 | 0 | 0 | 0 | 0
40 ≤ u < 70 | 0 | 0 | 0 | 0 | 0 | 0
5 ≤ u < 40 | 0 | 0 | 0 | 0 | 0 | 0
u < 5 | 0 | 0 | 0 | 0 | 0 | 0
Total | 0 | 0 | 0 | 7 | 0 | 7
NEG012(PT 12 NEGRESTI)¦ meter SN:1702434125831912
Tensiune reziduală u% | Durata t ms |  |  |  |  | Total
| 10 < t ≤ 200 | 200 < t ≤ 500 | 500 < t ≤ 1000 | 1000 < t ≤ 5000 | 5000 < t ≤ 60000
80 ≤ u < 90 | 0 | 0 | 0 | 0 | 0 | 0
70 ≤ u < 80 | 0 | 0 | 0 | 0 | 0 | 0
40 ≤ u < 70 | 0 | 0 | 0 | 0 | 0 | 0
5 ≤ u < 40 | 0 | 0 | 0 | 0 | 0 | 0
u < 5 | 0 | 0 | 0 | 0 | 0 | 0
Total | 0 | 0 | 0 | 0 | 0 | 0
NEG022(PT 22 NEGRESTI)¦ meter SN:1702434126588374
Tensiune reziduală u% | Durata t ms |  |  |  |  | Total
| 10 < t ≤ 200 | 200 < t ≤ 500 | 500 < t ≤ 1000 | 1000 < t ≤ 5000 | 5000 < t ≤ 60000
80 ≤ u < 90 | 0 | 0 | 0 | 1 | 0 | 1
70 ≤ u < 80 | 0 | 0 | 0 | 0 | 0 | 0
40 ≤ u < 70 | 0 | 0 | 0 | 0 | 0 | 0
5 ≤ u < 40 | 0 | 0 | 0 | 0 | 0 | 0
u < 5 | 0 | 0 | 0 | 0 | 0 | 0
Total | 0 | 0 | 0 | 1 | 0 | 1
NEG023(PT 23 NEGRESTI)¦ meter SN:1702234122711144
Tensiune reziduală u% | Durata t ms |  |  |  |  | Total
| 10 < t ≤ 200 | 200 < t ≤ 500 | 500 < t ≤ 1000 | 1000 < t ≤ 5000 | 5000 < t ≤ 60000
80 ≤ u < 90 | 0 | 0 | 0 | 5 | 0 | 5
70 ≤ u < 80 | 0 | 0 | 0 | 0 | 0 | 0
40 ≤ u < 70 | 0 | 0 | 0 | 0 | 0 | 0
5 ≤ u < 40 | 0 | 0 | 0 | 0 | 0 | 0
u < 5 | 0 | 0 | 0 | 0 | 0 | 0
Total | 0 | 0 | 0 | 5 | 0 | 5
NEG027(PT 27 NEGRESTI)¦ meter SN:1702434126588370
Tensiune reziduală u% | Durata t ms |  |  |  |  | Total
| 10 < t ≤ 200 | 200 < t ≤ 500 | 500 < t ≤ 1000 | 1000 < t ≤ 5000 | 5000 < t ≤ 60000
80 ≤ u < 90 | 0 | 0 | 0 | 0 | 0 | 0
70 ≤ u < 80 | 0 | 0 | 0 | 0 | 0 | 0
40 ≤ u < 70 | 0 | 0 | 0 | 0 | 0 | 0
5 ≤ u < 40 | 0 | 0 | 0 | 0 | 0 | 0
u < 5 | 0 | 0 | 0 | 0 | 0 | 0
Total | 0 | 0 | 0 | 0 | 0 | 0
SILI01(PT 1 SILISTEA TODIRESTI)¦ meter SN:1702334125532633
Tensiune reziduală u% | Durata t ms |  |  |  |  | Total
| 10 < t ≤ 200 | 200 < t ≤ 500 | 500 < t ≤ 1000 | 1000 < t ≤ 5000 | 5000 < t ≤ 60000
80 ≤ u < 90 | 0 | 0 | 0 | 0 | 0 | 0
70 ≤ u < 80 | 0 | 0 | 0 | 0 | 0 | 0
40 ≤ u < 70 | 0 | 0 | 0 | 0 | 0 | 0
5 ≤ u < 40 | 0 | 0 | 0 | 0 | 0 | 0
u < 5 | 0 | 0 | 0 | 0 | 0 | 0
Total | 0 | 0 | 0 | 0 | 0 | 0
REDV01(PT 1 REDIU VASLUI)¦ meter SN:1702334123717705
Tensiune reziduală u% | Durata t ms |  |  |  |  | Total
| 10 < t ≤ 200 | 200 < t ≤ 500 | 500 < t ≤ 1000 | 1000 < t ≤ 5000 | 5000 < t ≤ 60000
80 ≤ u < 90 | 0 | 0 | 0 | 0 | 0 | 0
70 ≤ u < 80 | 0 | 0 | 0 | 0 | 0 | 0
40 ≤ u < 70 | 0 | 0 | 0 | 0 | 0 | 0
5 ≤ u < 40 | 0 | 0 | 0 | 0 | 0 | 0
u < 5 | 0 | 0 | 0 | 0 | 0 | 0
Total | 0 | 0 | 0 | 0 | 0 | 0
VS0017(PT 17 VASLUI)¦ meter SN:1702334123717702
Tensiune reziduală u% | Durata t ms |  |  |  |  | Total
| 10 < t ≤ 200 | 200 < t ≤ 500 | 500 < t ≤ 1000 | 1000 < t ≤ 5000 | 5000 < t ≤ 60000
80 ≤ u < 90 | 0 | 0 | 0 | 0 | 0 | 0
70 ≤ u < 80 | 0 | 0 | 0 | 0 | 0 | 0
40 ≤ u < 70 | 0 | 0 | 0 | 0 | 0 | 0
5 ≤ u < 40 | 0 | 0 | 0 | 0 | 0 | 0
u < 5 | 0 | 0 | 0 | 0 | 0 | 0
Total | 0 | 0 | 0 | 0 | 0 | 0
VS0022(PT 22 VASLUI)¦ meter SN:1702434126588380
Tensiune reziduală u% | Durata t ms |  |  |  |  | Total
| 10 < t ≤ 200 | 200 < t ≤ 500 | 500 < t ≤ 1000 | 1000 < t ≤ 5000 | 5000 < t ≤ 60000
80 ≤ u < 90 | 0 | 0 | 0 | 0 | 0 | 0
70 ≤ u < 80 | 0 | 0 | 0 | 0 | 0 | 0
40 ≤ u < 70 | 0 | 0 | 0 | 0 | 0 | 0
5 ≤ u < 40 | 0 | 0 | 0 | 0 | 0 | 0
u < 5 | 0 | 0 | 0 | 0 | 0 | 0
Total | 0 | 0 | 0 | 0 | 0 | 0
VS0059(PT 59 VASLUI)¦ meter SN:1702334123717709
Tensiune reziduală u% | Durata t ms |  |  |  |  | Total
| 10 < t ≤ 200 | 200 < t ≤ 500 | 500 < t ≤ 1000 | 1000 < t ≤ 5000 | 5000 < t ≤ 60000
80 ≤ u < 90 | 0 | 0 | 0 | 0 | 0 | 0
70 ≤ u < 80 | 0 | 0 | 0 | 0 | 0 | 0
40 ≤ u < 70 | 0 | 0 | 0 | 0 | 0 | 0
5 ≤ u < 40 | 0 | 0 | 0 | 0 | 0 | 0
u < 5 | 0 | 0 | 0 | 0 | 0 | 0
Total | 0 | 0 | 0 | 0 | 0 | 0
BRDC01(PT 1 BRODOC)¦ meter SN:1702434126588371
Tensiune reziduală u% | Durata t ms |  |  |  |  | Total
| 10 < t ≤ 200 | 200 < t ≤ 500 | 500 < t ≤ 1000 | 1000 < t ≤ 5000 | 5000 < t ≤ 60000
80 ≤ u < 90 | 0 | 0 | 0 | 0 | 0 | 0
70 ≤ u < 80 | 0 | 0 | 0 | 0 | 0 | 0
40 ≤ u < 70 | 0 | 0 | 0 | 0 | 0 | 0
5 ≤ u < 40 | 0 | 0 | 0 | 0 | 0 | 0
u < 5 | 0 | 0 | 0 | 0 | 0 | 0
Total | 0 | 0 | 0 | 0 | 0 | 0
BRDC02(PT 2 BRODOC)¦ meter SN:1702234122711153
Tensiune reziduală u% | Durata t ms |  |  |  |  | Total
| 10 < t ≤ 200 | 200 < t ≤ 500 | 500 < t ≤ 1000 | 1000 < t ≤ 5000 | 5000 < t ≤ 60000
80 ≤ u < 90 | 0 | 0 | 0 | 67 | 111 | 178
70 ≤ u < 80 | 0 | 0 | 0 | 0 | 0 | 0
40 ≤ u < 70 | 0 | 0 | 0 | 0 | 0 | 0
5 ≤ u < 40 | 0 | 0 | 0 | 0 | 0 | 0
u < 5 | 0 | 0 | 0 | 0 | 0 | 0
Total | 0 | 0 | 0 | 67 | 111 | 178
VS0003(PTCZ 3 VASLUI)¦ meter SN:1702234122711159
Tensiune reziduală u% | Durata t ms |  |  |  |  | Total
| 10 < t ≤ 200 | 200 < t ≤ 500 | 500 < t ≤ 1000 | 1000 < t ≤ 5000 | 5000 < t ≤ 60000
80 ≤ u < 90 | 0 | 0 | 0 | 4 | 0 | 4
70 ≤ u < 80 | 0 | 0 | 0 | 0 | 0 | 0
40 ≤ u < 70 | 0 | 0 | 0 | 0 | 0 | 0
5 ≤ u < 40 | 0 | 0 | 0 | 0 | 0 | 0
u < 5 | 0 | 0 | 0 | 0 | 0 | 0
Total | 0 | 0 | 0 | 4 | 0 | 4
VS0004(PT 4 VASLUI)¦ meter SN:1702234122646084
Tensiune reziduală u% | Durata t ms |  |  |  |  | Total
| 10 < t ≤ 200 | 200 < t ≤ 500 | 500 < t ≤ 1000 | 1000 < t ≤ 5000 | 5000 < t ≤ 60000
80 ≤ u < 90 | 0 | 0 | 0 | 6 | 4 | 10
70 ≤ u < 80 | 0 | 0 | 0 | 0 | 0 | 0
40 ≤ u < 70 | 0 | 0 | 0 | 0 | 0 | 0
5 ≤ u < 40 | 0 | 0 | 0 | 0 | 0 | 0
u < 5 | 0 | 0 | 0 | 0 | 0 | 0
Total | 0 | 0 | 0 | 6 | 4 | 10
VS0006(PT 6 VASLUI)¦ meter SN:1702234122646089
Tensiune reziduală u% | Durata t ms |  |  |  |  | Total
| 10 < t ≤ 200 | 200 < t ≤ 500 | 500 < t ≤ 1000 | 1000 < t ≤ 5000 | 5000 < t ≤ 60000
80 ≤ u < 90 | 0 | 0 | 0 | 4 | 0 | 4
70 ≤ u < 80 | 0 | 0 | 0 | 0 | 0 | 0
40 ≤ u < 70 | 0 | 0 | 0 | 0 | 0 | 0
5 ≤ u < 40 | 0 | 0 | 0 | 0 | 0 | 0
u < 5 | 0 | 0 | 0 | 0 | 0 | 0
Total | 0 | 0 | 0 | 4 | 0 | 4
VS0026(PT 26 VASLUI)¦ meter SN:1702434126588378
Tensiune reziduală u% | Durata t ms |  |  |  |  | Total
| 10 < t ≤ 200 | 200 < t ≤ 500 | 500 < t ≤ 1000 | 1000 < t ≤ 5000 | 5000 < t ≤ 60000
80 ≤ u < 90 | 0 | 0 | 0 | 0 | 0 | 0
70 ≤ u < 80 | 0 | 0 | 0 | 0 | 0 | 0
40 ≤ u < 70 | 0 | 0 | 0 | 0 | 0 | 0
5 ≤ u < 40 | 0 | 0 | 0 | 0 | 0 | 0
u < 5 | 0 | 0 | 0 | 0 | 0 | 0
Total | 0 | 0 | 0 | 0 | 0 | 0
VS0033(PT 33 VASLUI)¦ meter SN:1702234122711129
Tensiune reziduală u% | Durata t ms |  |  |  |  | Total
| 10 < t ≤ 200 | 200 < t ≤ 500 | 500 < t ≤ 1000 | 1000 < t ≤ 5000 | 5000 < t ≤ 60000
80 ≤ u < 90 | 0 | 0 | 0 | 8 | 0 | 8
70 ≤ u < 80 | 0 | 0 | 0 | 0 | 0 | 0
40 ≤ u < 70 | 0 | 0 | 0 | 0 | 0 | 0
5 ≤ u < 40 | 0 | 0 | 0 | 0 | 0 | 0
u < 5 | 0 | 0 | 0 | 0 | 0 | 0
Total | 0 | 0 | 0 | 8 | 0 | 8
VS0034(PT 34 VASLUI)¦ meter SN:1702334125532632
Tensiune reziduală u% | Durata t ms |  |  |  |  | Total
| 10 < t ≤ 200 | 200 < t ≤ 500 | 500 < t ≤ 1000 | 1000 < t ≤ 5000 | 5000 < t ≤ 60000
80 ≤ u < 90 | 0 | 0 | 0 | 5 | 0 | 5
70 ≤ u < 80 | 0 | 0 | 0 | 0 | 0 | 0
40 ≤ u < 70 | 0 | 0 | 0 | 0 | 0 | 0
5 ≤ u < 40 | 0 | 0 | 0 | 0 | 0 | 0
u < 5 | 0 | 0 | 0 | 0 | 0 | 0
Total | 0 | 0 | 0 | 5 | 0 | 5
VS0040(PT 40 VASLUI)¦ meter SN:1702334123717701
Tensiune reziduală u% | Durata t ms |  |  |  |  | Total
| 10 < t ≤ 200 | 200 < t ≤ 500 | 500 < t ≤ 1000 | 1000 < t ≤ 5000 | 5000 < t ≤ 60000
80 ≤ u < 90 | 0 | 0 | 0 | 7 | 0 | 7
70 ≤ u < 80 | 0 | 0 | 0 | 0 | 0 | 0
40 ≤ u < 70 | 0 | 0 | 0 | 0 | 0 | 0
5 ≤ u < 40 | 0 | 0 | 0 | 0 | 0 | 0
u < 5 | 0 | 0 | 0 | 0 | 0 | 0
Total | 0 | 0 | 0 | 7 | 0 | 7
VS0049(PT 49 VASLUI)¦ meter SN:1702334125532631
Tensiune reziduală u% | Durata t ms |  |  |  |  | Total
| 10 < t ≤ 200 | 200 < t ≤ 500 | 500 < t ≤ 1000 | 1000 < t ≤ 5000 | 5000 < t ≤ 60000
80 ≤ u < 90 | 0 | 0 | 0 | 3 | 0 | 3
70 ≤ u < 80 | 0 | 0 | 0 | 0 | 0 | 0
40 ≤ u < 70 | 0 | 0 | 0 | 0 | 0 | 0
5 ≤ u < 40 | 0 | 0 | 0 | 0 | 0 | 0
u < 5 | 0 | 0 | 0 | 0 | 0 | 0
Total | 0 | 0 | 0 | 3 | 0 | 3
VS0052(PT 52 VASLUI)¦ meter SN:1702234122711161
Tensiune reziduală u% | Durata t ms |  |  |  |  | Total
| 10 < t ≤ 200 | 200 < t ≤ 500 | 500 < t ≤ 1000 | 1000 < t ≤ 5000 | 5000 < t ≤ 60000
80 ≤ u < 90 | 0 | 0 | 0 | 5 | 0 | 5
70 ≤ u < 80 | 0 | 0 | 0 | 0 | 0 | 0
40 ≤ u < 70 | 0 | 0 | 0 | 0 | 0 | 0
5 ≤ u < 40 | 0 | 0 | 0 | 0 | 0 | 0
u < 5 | 0 | 0 | 0 | 0 | 0 | 0
Total | 0 | 0 | 0 | 5 | 0 | 5
VS0053(PT 53 VASLUI)¦ meter SN:1702434127045280
Tensiune reziduală u% | Durata t ms |  |  |  |  | Total
| 10 < t ≤ 200 | 200 < t ≤ 500 | 500 < t ≤ 1000 | 1000 < t ≤ 5000 | 5000 < t ≤ 60000
80 ≤ u < 90 | 0 | 0 | 0 | 0 | 0 | 0
70 ≤ u < 80 | 0 | 0 | 0 | 0 | 0 | 0
40 ≤ u < 70 | 0 | 0 | 0 | 0 | 0 | 0
5 ≤ u < 40 | 0 | 0 | 0 | 0 | 0 | 0
u < 5 | 0 | 0 | 0 | 0 | 0 | 0
Total | 0 | 0 | 0 | 0 | 0 | 0
VS0074(PT 74 VASLUI)¦ meter SN:1702434126588375
Tensiune reziduală u% | Durata t ms |  |  |  |  | Total
| 10 < t ≤ 200 | 200 < t ≤ 500 | 500 < t ≤ 1000 | 1000 < t ≤ 5000 | 5000 < t ≤ 60000
80 ≤ u < 90 | 0 | 0 | 0 | 10 | 0 | 10
70 ≤ u < 80 | 0 | 0 | 0 | 0 | 0 | 0
40 ≤ u < 70 | 0 | 0 | 0 | 0 | 0 | 0
5 ≤ u < 40 | 0 | 0 | 0 | 0 | 0 | 0
u < 5 | 0 | 0 | 0 | 0 | 0 | 0
Total | 0 | 0 | 0 | 10 | 0 | 10
VS0093(PT 93 VASLUI)¦ meter SN:1702434126595866
Tensiune reziduală u% | Durata t ms |  |  |  |  | Total
| 10 < t ≤ 200 | 200 < t ≤ 500 | 500 < t ≤ 1000 | 1000 < t ≤ 5000 | 5000 < t ≤ 60000
80 ≤ u < 90 | 0 | 0 | 0 | 0 | 0 | 0
70 ≤ u < 80 | 0 | 0 | 0 | 0 | 0 | 0
40 ≤ u < 70 | 0 | 0 | 0 | 0 | 0 | 0
5 ≤ u < 40 | 0 | 0 | 0 | 0 | 0 | 0
u < 5 | 0 | 0 | 0 | 0 | 0 | 0
Total | 0 | 0 | 0 | 0 | 0 | 0
VS0111(PT 111 VASLUI)¦ meter SN:1009141000001007
Tensiune reziduală u% | Durata t ms |  |  |  |  | Total
| 10 < t ≤ 200 | 200 < t ≤ 500 | 500 < t ≤ 1000 | 1000 < t ≤ 5000 | 5000 < t ≤ 60000
80 ≤ u < 90 | 0 | 0 | 0 | 0 | 0 | 0
70 ≤ u < 80 | 0 | 0 | 0 | 0 | 0 | 0
40 ≤ u < 70 | 0 | 0 | 0 | 0 | 0 | 0
5 ≤ u < 40 | 0 | 0 | 0 | 0 | 0 | 0
u < 5 | 0 | 0 | 0 | 0 | 0 | 0
Total | 0 | 0 | 0 | 0 | 0 | 0
VS0114(PT 114 VASLUI)¦ meter SN:1702434126588383
Tensiune reziduală u% | Durata t ms |  |  |  |  | Total
| 10 < t ≤ 200 | 200 < t ≤ 500 | 500 < t ≤ 1000 | 1000 < t ≤ 5000 | 5000 < t ≤ 60000
80 ≤ u < 90 | 0 | 0 | 0 | 10 | 0 | 10
70 ≤ u < 80 | 0 | 0 | 0 | 0 | 0 | 0
40 ≤ u < 70 | 0 | 0 | 0 | 0 | 0 | 0
5 ≤ u < 40 | 0 | 0 | 0 | 0 | 0 | 0
u < 5 | 0 | 0 | 0 | 0 | 0 | 0
Total | 0 | 0 | 0 | 10 | 0 | 10
VS0121(PT 121 VASLUI)¦ meter SN:1702334123717703
Tensiune reziduală u% | Durata t ms |  |  |  |  | Total
| 10 < t ≤ 200 | 200 < t ≤ 500 | 500 < t ≤ 1000 | 1000 < t ≤ 5000 | 5000 < t ≤ 60000
80 ≤ u < 90 | 0 | 0 | 0 | 5 | 0 | 5
70 ≤ u < 80 | 0 | 0 | 0 | 0 | 0 | 0
40 ≤ u < 70 | 0 | 0 | 0 | 0 | 0 | 0
5 ≤ u < 40 | 0 | 0 | 0 | 0 | 0 | 0
u < 5 | 0 | 0 | 0 | 0 | 0 | 0
Total | 0 | 0 | 0 | 5 | 0 | 5
VS0175(PT 175 VASLUI)¦ meter SN:1702234122711132
Tensiune reziduală u% | Durata t ms |  |  |  |  | Total
| 10 < t ≤ 200 | 200 < t ≤ 500 | 500 < t ≤ 1000 | 1000 < t ≤ 5000 | 5000 < t ≤ 60000
80 ≤ u < 90 | 0 | 0 | 0 | 4 | 0 | 4
70 ≤ u < 80 | 0 | 0 | 0 | 0 | 0 | 0
40 ≤ u < 70 | 0 | 0 | 0 | 0 | 0 | 0
5 ≤ u < 40 | 0 | 0 | 0 | 0 | 0 | 0
u < 5 | 0 | 0 | 0 | 0 | 0 | 0
Total | 0 | 0 | 0 | 4 | 0 | 4
VS0199(PT 199 VASLUI)¦ meter SN:1702234122711130
Tensiune reziduală u% | Durata t ms |  |  |  |  | Total
| 10 < t ≤ 200 | 200 < t ≤ 500 | 500 < t ≤ 1000 | 1000 < t ≤ 5000 | 5000 < t ≤ 60000
80 ≤ u < 90 | 0 | 0 | 0 | 5 | 0 | 5
70 ≤ u < 80 | 0 | 0 | 0 | 0 | 0 | 0
40 ≤ u < 70 | 0 | 0 | 0 | 0 | 0 | 0
5 ≤ u < 40 | 0 | 0 | 0 | 0 | 0 | 0
u < 5 | 0 | 0 | 0 | 0 | 0 | 0
Total | 0 | 0 | 0 | 5 | 0 | 5
VS0213(PT 213 VASLUI)¦ meter SN:1702234122711160
Tensiune reziduală u% | Durata t ms |  |  |  |  | Total
| 10 < t ≤ 200 | 200 < t ≤ 500 | 500 < t ≤ 1000 | 1000 < t ≤ 5000 | 5000 < t ≤ 60000
80 ≤ u < 90 | 0 | 0 | 0 | 3 | 0 | 3
70 ≤ u < 80 | 0 | 0 | 0 | 0 | 0 | 0
40 ≤ u < 70 | 0 | 0 | 0 | 0 | 0 | 0
5 ≤ u < 40 | 0 | 0 | 0 | 0 | 0 | 0
u < 5 | 0 | 0 | 0 | 0 | 0 | 0
Total | 0 | 0 | 0 | 3 | 0 | 3
VS0226(PTA 226 VASLUI)¦ meter SN:1702234122711133
Tensiune reziduală u% | Durata t ms |  |  |  |  | Total
| 10 < t ≤ 200 | 200 < t ≤ 500 | 500 < t ≤ 1000 | 1000 < t ≤ 5000 | 5000 < t ≤ 60000
80 ≤ u < 90 | 0 | 0 | 0 | 4 | 0 | 4
70 ≤ u < 80 | 0 | 0 | 0 | 0 | 0 | 0
40 ≤ u < 70 | 0 | 0 | 0 | 0 | 0 | 0
5 ≤ u < 40 | 0 | 0 | 0 | 0 | 0 | 0
u < 5 | 0 | 0 | 0 | 0 | 0 | 0
Total | 0 | 0 | 0 | 4 | 0 | 4

## VS20(BARLAD)
BIR002(PT 2 BIRLAD)¦ meter SN:1702234123505955
Tensiune reziduală u% | Durata t ms |  |  |  |  | Total
| 10 < t ≤ 200 | 200 < t ≤ 500 | 500 < t ≤ 1000 | 1000 < t ≤ 5000 | 5000 < t ≤ 60000
80 ≤ u < 90 | 0 | 0 | 0 | 2 | 0 | 2
70 ≤ u < 80 | 0 | 0 | 0 | 0 | 0 | 0
40 ≤ u < 70 | 0 | 0 | 0 | 0 | 0 | 0
5 ≤ u < 40 | 0 | 0 | 0 | 0 | 0 | 0
u < 5 | 0 | 0 | 0 | 0 | 0 | 0
Total | 0 | 0 | 0 | 2 | 0 | 2
BIR006(PT 6 BIRLAD MODERNIZARE)¦ meter SN:1702334123717700
Tensiune reziduală u% | Durata t ms |  |  |  |  | Total
| 10 < t ≤ 200 | 200 < t ≤ 500 | 500 < t ≤ 1000 | 1000 < t ≤ 5000 | 5000 < t ≤ 60000
80 ≤ u < 90 | 0 | 0 | 0 | 0 | 0 | 0
70 ≤ u < 80 | 0 | 0 | 0 | 0 | 0 | 0
40 ≤ u < 70 | 0 | 0 | 0 | 0 | 0 | 0
5 ≤ u < 40 | 0 | 0 | 0 | 0 | 0 | 0
u < 5 | 0 | 0 | 0 | 0 | 0 | 0
Total | 0 | 0 | 0 | 0 | 0 | 0
BIR035(PT 35 BIRLAD)¦ meter SN:1702434126588373
Tensiune reziduală u% | Durata t ms |  |  |  |  | Total
| 10 < t ≤ 200 | 200 < t ≤ 500 | 500 < t ≤ 1000 | 1000 < t ≤ 5000 | 5000 < t ≤ 60000
80 ≤ u < 90 | 0 | 0 | 0 | 0 | 0 | 0
70 ≤ u < 80 | 0 | 0 | 0 | 0 | 0 | 0
40 ≤ u < 70 | 0 | 0 | 0 | 0 | 0 | 0
5 ≤ u < 40 | 0 | 0 | 0 | 0 | 0 | 0
u < 5 | 0 | 0 | 0 | 0 | 0 | 0
Total | 0 | 0 | 0 | 0 | 0 | 0
BIR065(PT 65 BIRLAD CT DR CODRESCU)¦ meter SN:1702234123505956
Tensiune reziduală u% | Durata t ms |  |  |  |  | Total
| 10 < t ≤ 200 | 200 < t ≤ 500 | 500 < t ≤ 1000 | 1000 < t ≤ 5000 | 5000 < t ≤ 60000
80 ≤ u < 90 | 0 | 0 | 0 | 1 | 0 | 1
70 ≤ u < 80 | 0 | 0 | 0 | 0 | 0 | 0
40 ≤ u < 70 | 0 | 0 | 0 | 0 | 0 | 0
5 ≤ u < 40 | 0 | 0 | 0 | 0 | 0 | 0
u < 5 | 0 | 0 | 0 | 0 | 0 | 0
Total | 0 | 0 | 0 | 1 | 0 | 1
BIR131(PT 131 BIRLAD)¦ meter SN:1702234122711124
Tensiune reziduală u% | Durata t ms |  |  |  |  | Total
| 10 < t ≤ 200 | 200 < t ≤ 500 | 500 < t ≤ 1000 | 1000 < t ≤ 5000 | 5000 < t ≤ 60000
80 ≤ u < 90 | 0 | 0 | 0 | 3 | 0 | 3
70 ≤ u < 80 | 0 | 0 | 0 | 0 | 0 | 0
40 ≤ u < 70 | 0 | 0 | 0 | 0 | 0 | 0
5 ≤ u < 40 | 0 | 0 | 0 | 0 | 0 | 0
u < 5 | 0 | 0 | 0 | 0 | 0 | 0
Total | 0 | 0 | 0 | 3 | 0 | 3
BIR148(PTAB 148 BL. SOCIALE STR. GRIGORE IGNAT)¦ meter SN:1702234122711148
Tensiune reziduală u% | Durata t ms |  |  |  |  | Total
| 10 < t ≤ 200 | 200 < t ≤ 500 | 500 < t ≤ 1000 | 1000 < t ≤ 5000 | 5000 < t ≤ 60000
80 ≤ u < 90 | 0 | 0 | 0 | 0 | 0 | 0
70 ≤ u < 80 | 0 | 0 | 0 | 0 | 0 | 0
40 ≤ u < 70 | 0 | 0 | 0 | 0 | 0 | 0
5 ≤ u < 40 | 0 | 0 | 0 | 0 | 0 | 0
u < 5 | 0 | 0 | 0 | 0 | 0 | 0
Total | 0 | 0 | 0 | 0 | 0 | 0
DOCA02(PT 2 DOCANI)¦ meter SN:1009141000000664
Tensiune reziduală u% | Durata t ms |  |  |  |  | Total
| 10 < t ≤ 200 | 200 < t ≤ 500 | 500 < t ≤ 1000 | 1000 < t ≤ 5000 | 5000 < t ≤ 60000
80 ≤ u < 90 | 0 | 0 | 0 | 0 | 0 | 0
70 ≤ u < 80 | 0 | 0 | 0 | 0 | 0 | 0
40 ≤ u < 70 | 0 | 0 | 0 | 0 | 0 | 0
5 ≤ u < 40 | 0 | 0 | 0 | 0 | 0 | 0
u < 5 | 0 | 0 | 0 | 0 | 0 | 0
Total | 0 | 0 | 0 | 0 | 0 | 0
GARA01(PT 1 GARA BANCA SAT)¦ meter SN:1702234123505952
Tensiune reziduală u% | Durata t ms |  |  |  |  | Total
| 10 < t ≤ 200 | 200 < t ≤ 500 | 500 < t ≤ 1000 | 1000 < t ≤ 5000 | 5000 < t ≤ 60000
80 ≤ u < 90 | 0 | 0 | 0 | 0 | 0 | 0
70 ≤ u < 80 | 0 | 0 | 0 | 0 | 0 | 0
40 ≤ u < 70 | 0 | 0 | 0 | 0 | 0 | 0
5 ≤ u < 40 | 0 | 0 | 0 | 0 | 0 | 0
u < 5 | 0 | 0 | 0 | 0 | 0 | 0
Total | 0 | 0 | 0 | 0 | 0 | 0
GARA02(PT 2 GARA BANCA)¦ meter SN:1702434125831906
Tensiune reziduală u% | Durata t ms |  |  |  |  | Total
| 10 < t ≤ 200 | 200 < t ≤ 500 | 500 < t ≤ 1000 | 1000 < t ≤ 5000 | 5000 < t ≤ 60000
80 ≤ u < 90 | 0 | 0 | 0 | 7 | 0 | 7
70 ≤ u < 80 | 0 | 0 | 0 | 0 | 0 | 0
40 ≤ u < 70 | 0 | 0 | 0 | 0 | 0 | 0
5 ≤ u < 40 | 0 | 0 | 0 | 0 | 0 | 0
u < 5 | 0 | 0 | 0 | 0 | 0 | 0
Total | 0 | 0 | 0 | 7 | 0 | 7
GARA07(PT 7 GARA BANCA)¦ meter SN:1702434125831908
Tensiune reziduală u% | Durata t ms |  |  |  |  | Total
| 10 < t ≤ 200 | 200 < t ≤ 500 | 500 < t ≤ 1000 | 1000 < t ≤ 5000 | 5000 < t ≤ 60000
80 ≤ u < 90 | 0 | 0 | 0 | 0 | 0 | 0
70 ≤ u < 80 | 0 | 0 | 0 | 0 | 0 | 0
40 ≤ u < 70 | 0 | 0 | 0 | 0 | 0 | 0
5 ≤ u < 40 | 0 | 0 | 0 | 0 | 0 | 0
u < 5 | 0 | 0 | 0 | 0 | 0 | 0
Total | 0 | 0 | 0 | 0 | 0 | 0
OBRV01(PT 1 OBIRSENI VOIN)¦ meter SN:1702234122646083
Tensiune reziduală u% | Durata t ms |  |  |  |  | Total
| 10 < t ≤ 200 | 200 < t ≤ 500 | 500 < t ≤ 1000 | 1000 < t ≤ 5000 | 5000 < t ≤ 60000
80 ≤ u < 90 | 0 | 0 | 0 | 27566 | 38672 | 66238
70 ≤ u < 80 | 0 | 0 | 0 | 0 | 0 | 0
40 ≤ u < 70 | 0 | 0 | 0 | 0 | 0 | 0
5 ≤ u < 40 | 0 | 0 | 0 | 0 | 0 | 0
u < 5 | 0 | 0 | 0 | 0 | 0 | 0
Total | 0 | 0 | 0 | 27566 | 38672 | 66238
OBRV02(PT 2 OBIRSENI VOIN)¦ meter SN:1702234122646082
Tensiune reziduală u% | Durata t ms |  |  |  |  | Total
| 10 < t ≤ 200 | 200 < t ≤ 500 | 500 < t ≤ 1000 | 1000 < t ≤ 5000 | 5000 < t ≤ 60000
80 ≤ u < 90 | 0 | 0 | 0 | 2171 | 1857 | 4028
70 ≤ u < 80 | 0 | 0 | 0 | 0 | 0 | 0
40 ≤ u < 70 | 0 | 0 | 0 | 0 | 0 | 0
5 ≤ u < 40 | 0 | 0 | 0 | 0 | 0 | 0
u < 5 | 0 | 0 | 0 | 0 | 0 | 0
Total | 0 | 0 | 0 | 2171 | 1857 | 4028
SMLA02(PT 2 SIMILA SAT)¦ meter SN:1702234122646073
Tensiune reziduală u% | Durata t ms |  |  |  |  | Total
| 10 < t ≤ 200 | 200 < t ≤ 500 | 500 < t ≤ 1000 | 1000 < t ≤ 5000 | 5000 < t ≤ 60000
80 ≤ u < 90 | 0 | 0 | 0 | 0 | 0 | 0
70 ≤ u < 80 | 0 | 0 | 0 | 0 | 0 | 0
40 ≤ u < 70 | 0 | 0 | 0 | 0 | 0 | 0
5 ≤ u < 40 | 0 | 0 | 0 | 0 | 0 | 0
u < 5 | 0 | 0 | 0 | 0 | 0 | 0
Total | 0 | 0 | 0 | 0 | 0 | 0
SMLA03(PT 3 SIMILA)¦ meter SN:1702234122711143
Tensiune reziduală u% | Durata t ms |  |  |  |  | Total
| 10 < t ≤ 200 | 200 < t ≤ 500 | 500 < t ≤ 1000 | 1000 < t ≤ 5000 | 5000 < t ≤ 60000
80 ≤ u < 90 | 0 | 0 | 0 | 3 | 3 | 6
70 ≤ u < 80 | 0 | 0 | 0 | 0 | 0 | 0
40 ≤ u < 70 | 0 | 0 | 0 | 0 | 0 | 0
5 ≤ u < 40 | 0 | 0 | 0 | 0 | 0 | 0
u < 5 | 0 | 0 | 0 | 0 | 0 | 0
Total | 0 | 0 | 0 | 3 | 3 | 6
SMLA11(PT 11 SIMILA CARTIER NOU)¦ meter SN:1702234122711157
Tensiune reziduală u% | Durata t ms |  |  |  |  | Total
| 10 < t ≤ 200 | 200 < t ≤ 500 | 500 < t ≤ 1000 | 1000 < t ≤ 5000 | 5000 < t ≤ 60000
80 ≤ u < 90 | 0 | 0 | 0 | 0 | 0 | 0
70 ≤ u < 80 | 0 | 0 | 0 | 0 | 0 | 0
40 ≤ u < 70 | 0 | 0 | 0 | 0 | 0 | 0
5 ≤ u < 40 | 0 | 0 | 0 | 0 | 0 | 0
u < 5 | 0 | 0 | 0 | 0 | 0 | 0
Total | 0 | 0 | 0 | 0 | 0 | 0
BIR001(PT 1 BIRLAD)¦ meter SN:1702434126595862
Tensiune reziduală u% | Durata t ms |  |  |  |  | Total
| 10 < t ≤ 200 | 200 < t ≤ 500 | 500 < t ≤ 1000 | 1000 < t ≤ 5000 | 5000 < t ≤ 60000
80 ≤ u < 90 | 0 | 0 | 0 | 0 | 0 | 0
70 ≤ u < 80 | 0 | 0 | 0 | 0 | 0 | 0
40 ≤ u < 70 | 0 | 0 | 0 | 0 | 0 | 0
5 ≤ u < 40 | 0 | 0 | 0 | 0 | 0 | 0
u < 5 | 0 | 0 | 0 | 0 | 0 | 0
Total | 0 | 0 | 0 | 0 | 0 | 0
BIR001(PT 1 BIRLAD)¦ meter SN:1702434126595863
Tensiune reziduală u% | Durata t ms |  |  |  |  | Total
| 10 < t ≤ 200 | 200 < t ≤ 500 | 500 < t ≤ 1000 | 1000 < t ≤ 5000 | 5000 < t ≤ 60000
80 ≤ u < 90 | 0 | 0 | 0 | 0 | 0 | 0
70 ≤ u < 80 | 0 | 0 | 0 | 0 | 0 | 0
40 ≤ u < 70 | 0 | 0 | 0 | 0 | 0 | 0
5 ≤ u < 40 | 0 | 0 | 0 | 0 | 0 | 0
u < 5 | 0 | 0 | 0 | 0 | 0 | 0
Total | 0 | 0 | 0 | 0 | 0 | 0
BIR003(PT 3 BIRLAD)¦ meter SN:1702234122711162
Tensiune reziduală u% | Durata t ms |  |  |  |  | Total
| 10 < t ≤ 200 | 200 < t ≤ 500 | 500 < t ≤ 1000 | 1000 < t ≤ 5000 | 5000 < t ≤ 60000
80 ≤ u < 90 | 0 | 0 | 0 | 0 | 0 | 0
70 ≤ u < 80 | 0 | 0 | 0 | 0 | 0 | 0
40 ≤ u < 70 | 0 | 0 | 0 | 0 | 0 | 0
5 ≤ u < 40 | 0 | 0 | 0 | 0 | 0 | 0
u < 5 | 0 | 0 | 0 | 0 | 0 | 0
Total | 0 | 0 | 0 | 0 | 0 | 0
BIR013(PT 13 BIRLAD)¦ meter SN:1702234122646078
Tensiune reziduală u% | Durata t ms |  |  |  |  | Total
| 10 < t ≤ 200 | 200 < t ≤ 500 | 500 < t ≤ 1000 | 1000 < t ≤ 5000 | 5000 < t ≤ 60000
80 ≤ u < 90 | 0 | 0 | 0 | 3 | 0 | 3
70 ≤ u < 80 | 0 | 0 | 0 | 0 | 0 | 0
40 ≤ u < 70 | 0 | 0 | 0 | 0 | 0 | 0
5 ≤ u < 40 | 0 | 0 | 0 | 0 | 0 | 0
u < 5 | 0 | 0 | 0 | 0 | 0 | 0
Total | 0 | 0 | 0 | 3 | 0 | 3
BIR016(PT 16 CART TUGUIATA BIRLAD)¦ meter SN:1702234122711122
Tensiune reziduală u% | Durata t ms |  |  |  |  | Total
| 10 < t ≤ 200 | 200 < t ≤ 500 | 500 < t ≤ 1000 | 1000 < t ≤ 5000 | 5000 < t ≤ 60000
80 ≤ u < 90 | 0 | 0 | 0 | 0 | 0 | 0
70 ≤ u < 80 | 0 | 0 | 0 | 0 | 0 | 0
40 ≤ u < 70 | 0 | 0 | 0 | 0 | 0 | 0
5 ≤ u < 40 | 0 | 0 | 0 | 0 | 0 | 0
u < 5 | 0 | 0 | 0 | 0 | 0 | 0
Total | 0 | 0 | 0 | 0 | 0 | 0
BIR027(PT 27 BIRLAD)¦ meter SN:1702234122646079
Tensiune reziduală u% | Durata t ms |  |  |  |  | Total
| 10 < t ≤ 200 | 200 < t ≤ 500 | 500 < t ≤ 1000 | 1000 < t ≤ 5000 | 5000 < t ≤ 60000
80 ≤ u < 90 | 0 | 0 | 0 | 4 | 0 | 4
70 ≤ u < 80 | 0 | 0 | 0 | 0 | 0 | 0
40 ≤ u < 70 | 0 | 0 | 0 | 0 | 0 | 0
5 ≤ u < 40 | 0 | 0 | 0 | 0 | 0 | 0
u < 5 | 0 | 0 | 0 | 0 | 0 | 0
Total | 0 | 0 | 0 | 4 | 0 | 4
BIR040(PT 40 BIRLAD)¦ meter SN:1702234122711123
Tensiune reziduală u% | Durata t ms |  |  |  |  | Total
| 10 < t ≤ 200 | 200 < t ≤ 500 | 500 < t ≤ 1000 | 1000 < t ≤ 5000 | 5000 < t ≤ 60000
80 ≤ u < 90 | 0 | 0 | 0 | 1 | 0 | 1
70 ≤ u < 80 | 0 | 0 | 0 | 0 | 0 | 0
40 ≤ u < 70 | 0 | 0 | 0 | 0 | 0 | 0
5 ≤ u < 40 | 0 | 0 | 0 | 0 | 0 | 0
u < 5 | 0 | 0 | 0 | 0 | 0 | 0
Total | 0 | 0 | 0 | 1 | 0 | 1
BIR046(PT 46 BIRLAD ANVEL BETON BCR)¦ meter SN:1702234123505953
Tensiune reziduală u% | Durata t ms |  |  |  |  | Total
| 10 < t ≤ 200 | 200 < t ≤ 500 | 500 < t ≤ 1000 | 1000 < t ≤ 5000 | 5000 < t ≤ 60000
80 ≤ u < 90 | 0 | 0 | 0 | 3 | 0 | 3
70 ≤ u < 80 | 0 | 0 | 0 | 0 | 0 | 0
40 ≤ u < 70 | 0 | 0 | 0 | 0 | 0 | 0
5 ≤ u < 40 | 0 | 0 | 0 | 0 | 0 | 0
u < 5 | 0 | 0 | 0 | 0 | 0 | 0
Total | 0 | 0 | 0 | 3 | 0 | 3
BIR069(PT 69 BIRLAD)¦ meter SN:1009141000000586
Tensiune reziduală u% | Durata t ms |  |  |  |  | Total
| 10 < t ≤ 200 | 200 < t ≤ 500 | 500 < t ≤ 1000 | 1000 < t ≤ 5000 | 5000 < t ≤ 60000
80 ≤ u < 90 | 0 | 0 | 0 | 0 | 0 | 0
70 ≤ u < 80 | 0 | 0 | 0 | 0 | 0 | 0
40 ≤ u < 70 | 0 | 0 | 0 | 0 | 0 | 0
5 ≤ u < 40 | 0 | 0 | 0 | 0 | 0 | 0
u < 5 | 0 | 0 | 0 | 0 | 0 | 0
Total | 0 | 0 | 0 | 0 | 0 | 0
BIR087(PT 87 BIRLAD)¦ meter SN:1702434126588393
Tensiune reziduală u% | Durata t ms |  |  |  |  | Total
| 10 < t ≤ 200 | 200 < t ≤ 500 | 500 < t ≤ 1000 | 1000 < t ≤ 5000 | 5000 < t ≤ 60000
80 ≤ u < 90 | 0 | 0 | 0 | 0 | 0 | 0
70 ≤ u < 80 | 0 | 0 | 0 | 0 | 0 | 0
40 ≤ u < 70 | 0 | 0 | 0 | 0 | 0 | 0
5 ≤ u < 40 | 0 | 0 | 0 | 0 | 0 | 0
u < 5 | 0 | 0 | 0 | 0 | 0 | 0
Total | 0 | 0 | 0 | 0 | 0 | 0
BIR090(PT 90 BIRLAD ZONA GARII BD)¦ meter SN:1702234123505951
Tensiune reziduală u% | Durata t ms |  |  |  |  | Total
| 10 < t ≤ 200 | 200 < t ≤ 500 | 500 < t ≤ 1000 | 1000 < t ≤ 5000 | 5000 < t ≤ 60000
80 ≤ u < 90 | 0 | 0 | 0 | 0 | 0 | 0
70 ≤ u < 80 | 0 | 0 | 0 | 0 | 0 | 0
40 ≤ u < 70 | 0 | 0 | 0 | 0 | 0 | 0
5 ≤ u < 40 | 0 | 0 | 0 | 0 | 0 | 0
u < 5 | 0 | 0 | 0 | 0 | 0 | 0
Total | 0 | 0 | 0 | 0 | 0 | 0
BIR099(PT 99 BIRLAD)¦ meter SN:1702234123505954
Tensiune reziduală u% | Durata t ms |  |  |  |  | Total
| 10 < t ≤ 200 | 200 < t ≤ 500 | 500 < t ≤ 1000 | 1000 < t ≤ 5000 | 5000 < t ≤ 60000
80 ≤ u < 90 | 0 | 0 | 0 | 0 | 0 | 0
70 ≤ u < 80 | 0 | 0 | 0 | 0 | 0 | 0
40 ≤ u < 70 | 0 | 0 | 0 | 0 | 0 | 0
5 ≤ u < 40 | 0 | 0 | 0 | 0 | 0 | 0
u < 5 | 0 | 0 | 0 | 0 | 0 | 0
Total | 0 | 0 | 0 | 0 | 0 | 0
BIR102(PT 102 BIRLAD)¦ meter SN:1702234122711125
Tensiune reziduală u% | Durata t ms |  |  |  |  | Total
| 10 < t ≤ 200 | 200 < t ≤ 500 | 500 < t ≤ 1000 | 1000 < t ≤ 5000 | 5000 < t ≤ 60000
80 ≤ u < 90 | 0 | 0 | 0 | 0 | 0 | 0
70 ≤ u < 80 | 0 | 0 | 0 | 0 | 0 | 0
40 ≤ u < 70 | 0 | 0 | 0 | 0 | 0 | 0
5 ≤ u < 40 | 0 | 0 | 0 | 0 | 0 | 0
u < 5 | 0 | 0 | 0 | 0 | 0 | 0
Total | 0 | 0 | 0 | 0 | 0 | 0
BIR117(PT 117 BIRLAD BARIERA PUIESTI)¦ meter SN:1702234122711152
Tensiune reziduală u% | Durata t ms |  |  |  |  | Total
| 10 < t ≤ 200 | 200 < t ≤ 500 | 500 < t ≤ 1000 | 1000 < t ≤ 5000 | 5000 < t ≤ 60000
80 ≤ u < 90 | 0 | 0 | 0 | 0 | 0 | 0
70 ≤ u < 80 | 0 | 0 | 0 | 0 | 0 | 0
40 ≤ u < 70 | 0 | 0 | 0 | 0 | 0 | 0
5 ≤ u < 40 | 0 | 0 | 0 | 0 | 0 | 0
u < 5 | 0 | 0 | 0 | 0 | 0 | 0
Total | 0 | 0 | 0 | 0 | 0 | 0
BIR121(PT 121 BIRLAD ZONA CX SCOLAR)¦ meter SN:1702234122646080
Tensiune reziduală u% | Durata t ms |  |  |  |  | Total
| 10 < t ≤ 200 | 200 < t ≤ 500 | 500 < t ≤ 1000 | 1000 < t ≤ 5000 | 5000 < t ≤ 60000
80 ≤ u < 90 | 0 | 0 | 0 | 2 | 0 | 2
70 ≤ u < 80 | 0 | 0 | 0 | 0 | 0 | 0
40 ≤ u < 70 | 0 | 0 | 0 | 0 | 0 | 0
5 ≤ u < 40 | 0 | 0 | 0 | 0 | 0 | 0
u < 5 | 0 | 0 | 0 | 0 | 0 | 0
Total | 0 | 0 | 0 | 2 | 0 | 2
BIR135(PT 135 BIRLAD)¦ meter SN:1702234122711154
Tensiune reziduală u% | Durata t ms |  |  |  |  | Total
| 10 < t ≤ 200 | 200 < t ≤ 500 | 500 < t ≤ 1000 | 1000 < t ≤ 5000 | 5000 < t ≤ 60000
80 ≤ u < 90 | 0 | 0 | 0 | 0 | 0 | 0
70 ≤ u < 80 | 0 | 0 | 0 | 0 | 0 | 0
40 ≤ u < 70 | 0 | 0 | 0 | 0 | 0 | 0
5 ≤ u < 40 | 0 | 0 | 0 | 0 | 0 | 0
u < 5 | 0 | 0 | 0 | 0 | 0 | 0
Total | 0 | 0 | 0 | 0 | 0 | 0
BIR136(PT 136 BIRLAD)¦ meter SN:1702234122646081
Tensiune reziduală u% | Durata t ms |  |  |  |  | Total
| 10 < t ≤ 200 | 200 < t ≤ 500 | 500 < t ≤ 1000 | 1000 < t ≤ 5000 | 5000 < t ≤ 60000
80 ≤ u < 90 | 0 | 0 | 0 | 3 | 0 | 3
70 ≤ u < 80 | 0 | 0 | 0 | 0 | 0 | 0
40 ≤ u < 70 | 0 | 0 | 0 | 0 | 0 | 0
5 ≤ u < 40 | 0 | 0 | 0 | 0 | 0 | 0
u < 5 | 0 | 0 | 0 | 0 | 0 | 0
Total | 0 | 0 | 0 | 3 | 0 | 3
BIR140(PT 140 BIRLAD CARTIER DEAL)¦ meter SN:1702434125831909
Tensiune reziduală u% | Durata t ms |  |  |  |  | Total
| 10 < t ≤ 200 | 200 < t ≤ 500 | 500 < t ≤ 1000 | 1000 < t ≤ 5000 | 5000 < t ≤ 60000
80 ≤ u < 90 | 0 | 0 | 0 | 0 | 0 | 0
70 ≤ u < 80 | 0 | 0 | 0 | 0 | 0 | 0
40 ≤ u < 70 | 0 | 0 | 0 | 0 | 0 | 0
5 ≤ u < 40 | 0 | 0 | 0 | 0 | 0 | 0
u < 5 | 0 | 0 | 0 | 0 | 0 | 0
Total | 0 | 0 | 0 | 0 | 0 | 0
BIR141(PT 141 BIRLAD)¦ meter SN:1702234122711156
Tensiune reziduală u% | Durata t ms |  |  |  |  | Total
| 10 < t ≤ 200 | 200 < t ≤ 500 | 500 < t ≤ 1000 | 1000 < t ≤ 5000 | 5000 < t ≤ 60000
80 ≤ u < 90 | 0 | 0 | 0 | 0 | 0 | 0
70 ≤ u < 80 | 0 | 0 | 0 | 0 | 0 | 0
40 ≤ u < 70 | 0 | 0 | 0 | 0 | 0 | 0
5 ≤ u < 40 | 0 | 0 | 0 | 0 | 0 | 0
u < 5 | 0 | 0 | 0 | 0 | 0 | 0
Total | 0 | 0 | 0 | 0 | 0 | 0
CRAN02(PT 2 CRING SAT)¦ meter SN:1702234122711147
Tensiune reziduală u% | Durata t ms |  |  |  |  | Total
| 10 < t ≤ 200 | 200 < t ≤ 500 | 500 < t ≤ 1000 | 1000 < t ≤ 5000 | 5000 < t ≤ 60000
80 ≤ u < 90 | 0 | 0 | 0 | 0 | 0 | 0
70 ≤ u < 80 | 0 | 0 | 0 | 0 | 0 | 0
40 ≤ u < 70 | 0 | 0 | 0 | 0 | 0 | 0
5 ≤ u < 40 | 0 | 0 | 0 | 0 | 0 | 0
u < 5 | 0 | 0 | 0 | 0 | 0 | 0
Total | 0 | 0 | 0 | 0 | 0 | 0
CRAN03(PT 3 CRING)¦ meter SN:1702234122711151
Tensiune reziduală u% | Durata t ms |  |  |  |  | Total
| 10 < t ≤ 200 | 200 < t ≤ 500 | 500 < t ≤ 1000 | 1000 < t ≤ 5000 | 5000 < t ≤ 60000
80 ≤ u < 90 | 0 | 0 | 0 | 5 | 3 | 8
70 ≤ u < 80 | 0 | 0 | 0 | 0 | 0 | 0
40 ≤ u < 70 | 0 | 0 | 0 | 0 | 0 | 0
5 ≤ u < 40 | 0 | 0 | 0 | 0 | 0 | 0
u < 5 | 0 | 0 | 0 | 0 | 0 | 0
Total | 0 | 0 | 0 | 5 | 3 | 8
RANZ02(PT 2 RINZESTI)¦ meter SN:1009141000000405
Tensiune reziduală u% | Durata t ms |  |  |  |  | Total
| 10 < t ≤ 200 | 200 < t ≤ 500 | 500 < t ≤ 1000 | 1000 < t ≤ 5000 | 5000 < t ≤ 60000
80 ≤ u < 90 | 0 | 0 | 0 | 0 | 0 | 0
70 ≤ u < 80 | 0 | 0 | 0 | 0 | 0 | 0
40 ≤ u < 70 | 0 | 0 | 0 | 0 | 0 | 0
5 ≤ u < 40 | 0 | 0 | 0 | 0 | 0 | 0
u < 5 | 0 | 0 | 0 | 0 | 0 | 0
Total | 0 | 0 | 0 | 0 | 0 | 0
GRCI01(PT 1 GIURCANI)¦ meter SN:1702234122711158
Tensiune reziduală u% | Durata t ms |  |  |  |  | Total
| 10 < t ≤ 200 | 200 < t ≤ 500 | 500 < t ≤ 1000 | 1000 < t ≤ 5000 | 5000 < t ≤ 60000
80 ≤ u < 90 | 0 | 0 | 0 | 0 | 0 | 0
70 ≤ u < 80 | 0 | 0 | 0 | 0 | 0 | 0
40 ≤ u < 70 | 0 | 0 | 0 | 0 | 0 | 0
5 ≤ u < 40 | 0 | 0 | 0 | 0 | 0 | 0
u < 5 | 0 | 0 | 0 | 0 | 0 | 0
Total | 0 | 0 | 0 | 0 | 0 | 0
MURG01(PT 1 MURGENI)¦ meter SN:1702434126588400
Tensiune reziduală u% | Durata t ms |  |  |  |  | Total
| 10 < t ≤ 200 | 200 < t ≤ 500 | 500 < t ≤ 1000 | 1000 < t ≤ 5000 | 5000 < t ≤ 60000
80 ≤ u < 90 | 0 | 0 | 0 | 9 | 0 | 9
70 ≤ u < 80 | 0 | 0 | 0 | 0 | 0 | 0
40 ≤ u < 70 | 0 | 0 | 0 | 0 | 0 | 0
5 ≤ u < 40 | 0 | 0 | 0 | 0 | 0 | 0
u < 5 | 0 | 0 | 0 | 0 | 0 | 0
Total | 0 | 0 | 0 | 9 | 0 | 9
MURG11(PT 11 MURGENI)¦ meter SN:1702234122646077
Tensiune reziduală u% | Durata t ms |  |  |  |  | Total
| 10 < t ≤ 200 | 200 < t ≤ 500 | 500 < t ≤ 1000 | 1000 < t ≤ 5000 | 5000 < t ≤ 60000
80 ≤ u < 90 | 0 | 0 | 0 | 0 | 0 | 0
70 ≤ u < 80 | 0 | 0 | 0 | 0 | 0 | 0
40 ≤ u < 70 | 0 | 0 | 0 | 0 | 0 | 0
5 ≤ u < 40 | 0 | 0 | 0 | 0 | 0 | 0
u < 5 | 0 | 0 | 0 | 0 | 0 | 0
Total | 0 | 0 | 0 | 0 | 0 | 0
VADE01(PT VADENI)¦ meter SN:1702234122711126
Tensiune reziduală u% | Durata t ms |  |  |  |  | Total
| 10 < t ≤ 200 | 200 < t ≤ 500 | 500 < t ≤ 1000 | 1000 < t ≤ 5000 | 5000 < t ≤ 60000
80 ≤ u < 90 | 0 | 0 | 0 | 0 | 0 | 0
70 ≤ u < 80 | 0 | 0 | 0 | 0 | 0 | 0
40 ≤ u < 70 | 0 | 0 | 0 | 0 | 0 | 0
5 ≤ u < 40 | 0 | 0 | 0 | 0 | 0 | 0
u < 5 | 0 | 0 | 0 | 0 | 0 | 0
Total | 0 | 0 | 0 | 0 | 0 | 0
REDH01(PT 1 REDIU VASLUI VT)¦ meter SN:1702434126595861
Tensiune reziduală u% | Durata t ms |  |  |  |  | Total
| 10 < t ≤ 200 | 200 < t ≤ 500 | 500 < t ≤ 1000 | 1000 < t ≤ 5000 | 5000 < t ≤ 60000
80 ≤ u < 90 | 0 | 0 | 0 | 0 | 0 | 0
70 ≤ u < 80 | 0 | 0 | 0 | 0 | 0 | 0
40 ≤ u < 70 | 0 | 0 | 0 | 0 | 0 | 0
5 ≤ u < 40 | 0 | 0 | 0 | 0 | 0 | 0
u < 5 | 0 | 0 | 0 | 0 | 0 | 0
Total | 0 | 0 | 0 | 0 | 0 | 0
SALR01(PT SALCIOARA BANCA)¦ meter SN:1702234122711127
Tensiune reziduală u% | Durata t ms |  |  |  |  | Total
| 10 < t ≤ 200 | 200 < t ≤ 500 | 500 < t ≤ 1000 | 1000 < t ≤ 5000 | 5000 < t ≤ 60000
80 ≤ u < 90 | 0 | 0 | 0 | 9 | 0 | 9
70 ≤ u < 80 | 0 | 0 | 0 | 0 | 0 | 0
40 ≤ u < 70 | 0 | 0 | 0 | 0 | 0 | 0
5 ≤ u < 40 | 0 | 0 | 0 | 0 | 0 | 0
u < 5 | 0 | 0 | 0 | 0 | 0 | 0
Total | 0 | 0 | 0 | 9 | 0 | 9

## VS30(HUSI)
DUDE01(PT 1 EPURENI DO)¦ meter SN:1702234122711140
Tensiune reziduală u% | Durata t ms |  |  |  |  | Total
| 10 < t ≤ 200 | 200 < t ≤ 500 | 500 < t ≤ 1000 | 1000 < t ≤ 5000 | 5000 < t ≤ 60000
80 ≤ u < 90 | 0 | 0 | 0 | 3 | 0 | 3
70 ≤ u < 80 | 0 | 0 | 0 | 0 | 0 | 0
40 ≤ u < 70 | 0 | 0 | 0 | 0 | 0 | 0
5 ≤ u < 40 | 0 | 0 | 0 | 0 | 0 | 0
u < 5 | 0 | 0 | 0 | 0 | 0 | 0
Total | 0 | 0 | 0 | 3 | 0 | 3
DUDE02(PT 2 EPURENI DO)¦ meter SN:1702234122711137
Tensiune reziduală u% | Durata t ms |  |  |  |  | Total
| 10 < t ≤ 200 | 200 < t ≤ 500 | 500 < t ≤ 1000 | 1000 < t ≤ 5000 | 5000 < t ≤ 60000
80 ≤ u < 90 | 0 | 0 | 0 | 4 | 0 | 4
70 ≤ u < 80 | 0 | 0 | 0 | 0 | 0 | 0
40 ≤ u < 70 | 0 | 0 | 0 | 0 | 0 | 0
5 ≤ u < 40 | 0 | 0 | 0 | 0 | 0 | 0
u < 5 | 0 | 0 | 0 | 0 | 0 | 0
Total | 0 | 0 | 0 | 4 | 0 | 4
HUS001(PT 1 HUSI)¦ meter SN:1702234122711138
Tensiune reziduală u% | Durata t ms |  |  |  |  | Total
| 10 < t ≤ 200 | 200 < t ≤ 500 | 500 < t ≤ 1000 | 1000 < t ≤ 5000 | 5000 < t ≤ 60000
80 ≤ u < 90 | 0 | 0 | 0 | 2 | 0 | 2
70 ≤ u < 80 | 0 | 0 | 0 | 0 | 0 | 0
40 ≤ u < 70 | 0 | 0 | 0 | 0 | 0 | 0
5 ≤ u < 40 | 0 | 0 | 0 | 0 | 0 | 0
u < 5 | 0 | 0 | 0 | 0 | 0 | 0
Total | 0 | 0 | 0 | 2 | 0 | 2
HUS002(PT 2 HUSI)¦ meter SN:1702234122646087
Tensiune reziduală u% | Durata t ms |  |  |  |  | Total
| 10 < t ≤ 200 | 200 < t ≤ 500 | 500 < t ≤ 1000 | 1000 < t ≤ 5000 | 5000 < t ≤ 60000
80 ≤ u < 90 | 0 | 0 | 0 | 3 | 0 | 3
70 ≤ u < 80 | 0 | 0 | 0 | 0 | 0 | 0
40 ≤ u < 70 | 0 | 0 | 0 | 0 | 0 | 0
5 ≤ u < 40 | 0 | 0 | 0 | 0 | 0 | 0
u < 5 | 0 | 0 | 0 | 0 | 0 | 0
Total | 0 | 0 | 0 | 3 | 0 | 3
HUS003(PT 3 HUSI)¦ meter SN:1702234122646075
Tensiune reziduală u% | Durata t ms |  |  |  |  | Total
| 10 < t ≤ 200 | 200 < t ≤ 500 | 500 < t ≤ 1000 | 1000 < t ≤ 5000 | 5000 < t ≤ 60000
80 ≤ u < 90 | 0 | 0 | 0 | 2 | 0 | 2
70 ≤ u < 80 | 0 | 0 | 0 | 0 | 0 | 0
40 ≤ u < 70 | 0 | 0 | 0 | 0 | 0 | 0
5 ≤ u < 40 | 0 | 0 | 0 | 0 | 0 | 0
u < 5 | 0 | 0 | 0 | 0 | 0 | 0
Total | 0 | 0 | 0 | 2 | 0 | 2
HUS010(PT 10 HUSI)¦ meter SN:1702234122646072
Tensiune reziduală u% | Durata t ms |  |  |  |  | Total
| 10 < t ≤ 200 | 200 < t ≤ 500 | 500 < t ≤ 1000 | 1000 < t ≤ 5000 | 5000 < t ≤ 60000
80 ≤ u < 90 | 0 | 0 | 0 | 3 | 0 | 3
70 ≤ u < 80 | 0 | 0 | 0 | 0 | 0 | 0
40 ≤ u < 70 | 0 | 0 | 0 | 0 | 0 | 0
5 ≤ u < 40 | 0 | 0 | 0 | 0 | 0 | 0
u < 5 | 0 | 0 | 0 | 0 | 0 | 0
Total | 0 | 0 | 0 | 3 | 0 | 3
HUS011(PT 11 HUSI)¦ meter SN:1702234122711146
Tensiune reziduală u% | Durata t ms |  |  |  |  | Total
| 10 < t ≤ 200 | 200 < t ≤ 500 | 500 < t ≤ 1000 | 1000 < t ≤ 5000 | 5000 < t ≤ 60000
80 ≤ u < 90 | 0 | 0 | 0 | 2 | 0 | 2
70 ≤ u < 80 | 0 | 0 | 0 | 0 | 0 | 0
40 ≤ u < 70 | 0 | 0 | 0 | 0 | 0 | 0
5 ≤ u < 40 | 0 | 0 | 0 | 0 | 0 | 0
u < 5 | 0 | 0 | 0 | 0 | 0 | 0
Total | 0 | 0 | 0 | 2 | 0 | 2
HUS012(PT 12 HUSI)¦ meter SN:1702434126588377
Tensiune reziduală u% | Durata t ms |  |  |  |  | Total
| 10 < t ≤ 200 | 200 < t ≤ 500 | 500 < t ≤ 1000 | 1000 < t ≤ 5000 | 5000 < t ≤ 60000
80 ≤ u < 90 | 0 | 0 | 0 | 0 | 0 | 0
70 ≤ u < 80 | 0 | 0 | 0 | 0 | 0 | 0
40 ≤ u < 70 | 0 | 0 | 0 | 0 | 0 | 0
5 ≤ u < 40 | 0 | 0 | 0 | 0 | 0 | 0
u < 5 | 0 | 0 | 0 | 0 | 0 | 0
Total | 0 | 0 | 0 | 0 | 0 | 0
HUS015(PT 15 HUSI)¦ meter SN:1702234122711150
Tensiune reziduală u% | Durata t ms |  |  |  |  | Total
| 10 < t ≤ 200 | 200 < t ≤ 500 | 500 < t ≤ 1000 | 1000 < t ≤ 5000 | 5000 < t ≤ 60000
80 ≤ u < 90 | 0 | 0 | 0 | 0 | 0 | 0
70 ≤ u < 80 | 0 | 0 | 0 | 0 | 0 | 0
40 ≤ u < 70 | 0 | 0 | 0 | 0 | 0 | 0
5 ≤ u < 40 | 0 | 0 | 0 | 0 | 0 | 0
u < 5 | 0 | 0 | 0 | 0 | 0 | 0
Total | 0 | 0 | 0 | 0 | 0 | 0
HUS019(PT 19 HUSI)¦ meter SN:1702434127045282
Tensiune reziduală u% | Durata t ms |  |  |  |  | Total
| 10 < t ≤ 200 | 200 < t ≤ 500 | 500 < t ≤ 1000 | 1000 < t ≤ 5000 | 5000 < t ≤ 60000
80 ≤ u < 90 | 0 | 0 | 0 | 0 | 0 | 0
70 ≤ u < 80 | 0 | 0 | 0 | 0 | 0 | 0
40 ≤ u < 70 | 0 | 0 | 0 | 0 | 0 | 0
5 ≤ u < 40 | 0 | 0 | 0 | 0 | 0 | 0
u < 5 | 0 | 0 | 0 | 0 | 0 | 0
Total | 0 | 0 | 0 | 0 | 0 | 0
HUS023(PT 23 HUSI)¦ meter SN:1702434126595864
Tensiune reziduală u% | Durata t ms |  |  |  |  | Total
| 10 < t ≤ 200 | 200 < t ≤ 500 | 500 < t ≤ 1000 | 1000 < t ≤ 5000 | 5000 < t ≤ 60000
80 ≤ u < 90 | 0 | 0 | 0 | 0 | 0 | 0
70 ≤ u < 80 | 0 | 0 | 0 | 0 | 0 | 0
40 ≤ u < 70 | 0 | 0 | 0 | 0 | 0 | 0
5 ≤ u < 40 | 0 | 0 | 0 | 0 | 0 | 0
u < 5 | 0 | 0 | 0 | 0 | 0 | 0
Total | 0 | 0 | 0 | 0 | 0 | 0
HUS023(PT 23 HUSI)¦ meter SN:1702434127045281
Tensiune reziduală u% | Durata t ms |  |  |  |  | Total
| 10 < t ≤ 200 | 200 < t ≤ 500 | 500 < t ≤ 1000 | 1000 < t ≤ 5000 | 5000 < t ≤ 60000
80 ≤ u < 90 | 0 | 0 | 0 | 0 | 0 | 0
70 ≤ u < 80 | 0 | 0 | 0 | 0 | 0 | 0
40 ≤ u < 70 | 0 | 0 | 0 | 0 | 0 | 0
5 ≤ u < 40 | 0 | 0 | 0 | 0 | 0 | 0
u < 5 | 0 | 0 | 0 | 0 | 0 | 0
Total | 0 | 0 | 0 | 0 | 0 | 0
HUS027(PT 27 HUSI DOBRINA)¦ meter SN:1702234122711128
Tensiune reziduală u% | Durata t ms |  |  |  |  | Total
| 10 < t ≤ 200 | 200 < t ≤ 500 | 500 < t ≤ 1000 | 1000 < t ≤ 5000 | 5000 < t ≤ 60000
80 ≤ u < 90 | 0 | 0 | 0 | 5 | 0 | 5
70 ≤ u < 80 | 0 | 0 | 0 | 0 | 0 | 0
40 ≤ u < 70 | 0 | 0 | 0 | 0 | 0 | 0
5 ≤ u < 40 | 0 | 0 | 0 | 0 | 0 | 0
u < 5 | 0 | 0 | 0 | 0 | 0 | 0
Total | 0 | 0 | 0 | 5 | 0 | 5
HUS045(PT 45 HUSI)¦ meter SN:1702434126595860
Tensiune reziduală u% | Durata t ms |  |  |  |  | Total
| 10 < t ≤ 200 | 200 < t ≤ 500 | 500 < t ≤ 1000 | 1000 < t ≤ 5000 | 5000 < t ≤ 60000
80 ≤ u < 90 | 0 | 0 | 0 | 59 | 47 | 106
70 ≤ u < 80 | 0 | 0 | 0 | 0 | 0 | 0
40 ≤ u < 70 | 0 | 0 | 0 | 0 | 0 | 0
5 ≤ u < 40 | 0 | 0 | 0 | 0 | 0 | 0
u < 5 | 0 | 0 | 0 | 0 | 0 | 0
Total | 0 | 0 | 0 | 59 | 47 | 106
HUS068(PT 68 HUSI)¦ meter SN:1702234122711136
Tensiune reziduală u% | Durata t ms |  |  |  |  | Total
| 10 < t ≤ 200 | 200 < t ≤ 500 | 500 < t ≤ 1000 | 1000 < t ≤ 5000 | 5000 < t ≤ 60000
80 ≤ u < 90 | 0 | 0 | 0 | 6 | 0 | 6
70 ≤ u < 80 | 0 | 0 | 0 | 0 | 0 | 0
40 ≤ u < 70 | 0 | 0 | 0 | 0 | 0 | 0
5 ≤ u < 40 | 0 | 0 | 0 | 0 | 0 | 0
u < 5 | 0 | 0 | 0 | 0 | 0 | 0
Total | 0 | 0 | 0 | 6 | 0 | 6
HUS074(PT 74 HUSI)¦ meter SN:1702234122711135
Tensiune reziduală u% | Durata t ms |  |  |  |  | Total
| 10 < t ≤ 200 | 200 < t ≤ 500 | 500 < t ≤ 1000 | 1000 < t ≤ 5000 | 5000 < t ≤ 60000
80 ≤ u < 90 | 0 | 0 | 0 | 2 | 0 | 2
70 ≤ u < 80 | 0 | 0 | 0 | 0 | 0 | 0
40 ≤ u < 70 | 0 | 0 | 0 | 0 | 0 | 0
5 ≤ u < 40 | 0 | 0 | 0 | 0 | 0 | 0
u < 5 | 0 | 0 | 0 | 0 | 0 | 0
Total | 0 | 0 | 0 | 2 | 0 | 2
MANT01(PT MANTU SAT)¦ meter SN:1702334123717704
Tensiune reziduală u% | Durata t ms |  |  |  |  | Total
| 10 < t ≤ 200 | 200 < t ≤ 500 | 500 < t ≤ 1000 | 1000 < t ≤ 5000 | 5000 < t ≤ 60000
80 ≤ u < 90 | 0 | 0 | 0 | 17 | 13 | 30
70 ≤ u < 80 | 0 | 0 | 0 | 0 | 0 | 0
40 ≤ u < 70 | 0 | 0 | 0 | 0 | 0 | 0
5 ≤ u < 40 | 0 | 0 | 0 | 0 | 0 | 0
u < 5 | 0 | 0 | 0 | 0 | 0 | 0
Total | 0 | 0 | 0 | 17 | 13 | 30

## VS40(TIBANESTI-NEGRESTI)
TIBA03(PT PALANCA)¦ meter SN:1702434125831814
Tensiune reziduală u% | Durata t ms |  |  |  |  | Total
| 10 < t ≤ 200 | 200 < t ≤ 500 | 500 < t ≤ 1000 | 1000 < t ≤ 5000 | 5000 < t ≤ 60000
80 ≤ u < 90 | 0 | 0 | 0 | 0 | 0 | 0
70 ≤ u < 80 | 0 | 0 | 0 | 0 | 0 | 0
40 ≤ u < 70 | 0 | 0 | 0 | 0 | 0 | 0
5 ≤ u < 40 | 0 | 0 | 0 | 0 | 0 | 0
u < 5 | 0 | 0 | 0 | 0 | 0 | 0
Total | 0 | 0 | 0 | 0 | 0 | 0
TIBN03(PT 3 TIBANESTI)¦ meter SN:1702434125831813
Tensiune reziduală u% | Durata t ms |  |  |  |  | Total
| 10 < t ≤ 200 | 200 < t ≤ 500 | 500 < t ≤ 1000 | 1000 < t ≤ 5000 | 5000 < t ≤ 60000
80 ≤ u < 90 | 0 | 0 | 0 | 0 | 0 | 0
70 ≤ u < 80 | 0 | 0 | 0 | 0 | 0 | 0
40 ≤ u < 70 | 0 | 0 | 0 | 0 | 0 | 0
5 ≤ u < 40 | 0 | 0 | 0 | 0 | 0 | 0
u < 5 | 0 | 0 | 0 | 0 | 0 | 0
Total | 0 | 0 | 0 | 0 | 0 | 0
TIBN05(PT 5 TIBANESTI SMA)¦ meter SN:1702434125831815
Tensiune reziduală u% | Durata t ms |  |  |  |  | Total
| 10 < t ≤ 200 | 200 < t ≤ 500 | 500 < t ≤ 1000 | 1000 < t ≤ 5000 | 5000 < t ≤ 60000
80 ≤ u < 90 | 0 | 0 | 0 | 0 | 0 | 0
70 ≤ u < 80 | 0 | 0 | 0 | 0 | 0 | 0
40 ≤ u < 70 | 0 | 0 | 0 | 0 | 0 | 0
5 ≤ u < 40 | 0 | 0 | 0 | 0 | 0 | 0
u < 5 | 0 | 0 | 0 | 0 | 0 | 0
Total | 0 | 0 | 0 | 0 | 0 | 0
TIBN06(PT 6 TIBANESTI)¦ meter SN:1702434125831817
Tensiune reziduală u% | Durata t ms |  |  |  |  | Total
| 10 < t ≤ 200 | 200 < t ≤ 500 | 500 < t ≤ 1000 | 1000 < t ≤ 5000 | 5000 < t ≤ 60000
80 ≤ u < 90 | 0 | 0 | 0 | 0 | 0 | 0
70 ≤ u < 80 | 0 | 0 | 0 | 0 | 0 | 0
40 ≤ u < 70 | 0 | 0 | 0 | 0 | 0 | 0
5 ≤ u < 40 | 0 | 0 | 0 | 0 | 0 | 0
u < 5 | 0 | 0 | 0 | 0 | 0 | 0
Total | 0 | 0 | 0 | 0 | 0 | 0
TIBN10(PT 10 TIBANESTI)¦ meter SN:1702434125831818
Tensiune reziduală u% | Durata t ms |  |  |  |  | Total
| 10 < t ≤ 200 | 200 < t ≤ 500 | 500 < t ≤ 1000 | 1000 < t ≤ 5000 | 5000 < t ≤ 60000
80 ≤ u < 90 | 0 | 0 | 0 | 0 | 0 | 0
70 ≤ u < 80 | 0 | 0 | 0 | 0 | 0 | 0
40 ≤ u < 70 | 0 | 0 | 0 | 0 | 0 | 0
5 ≤ u < 40 | 0 | 0 | 0 | 0 | 0 | 0
u < 5 | 0 | 0 | 0 | 0 | 0 | 0
Total | 0 | 0 | 0 | 0 | 0 | 0
TIBN11(PT 11 TIBANESTI)¦ meter SN:1702434125831816
Tensiune reziduală u% | Durata t ms |  |  |  |  | Total
| 10 < t ≤ 200 | 200 < t ≤ 500 | 500 < t ≤ 1000 | 1000 < t ≤ 5000 | 5000 < t ≤ 60000
80 ≤ u < 90 | 0 | 0 | 0 | 0 | 0 | 0
70 ≤ u < 80 | 0 | 0 | 0 | 0 | 0 | 0
40 ≤ u < 70 | 0 | 0 | 0 | 0 | 0 | 0
5 ≤ u < 40 | 0 | 0 | 0 | 0 | 0 | 0
u < 5 | 0 | 0 | 0 | 0 | 0 | 0
Total | 0 | 0 | 0 | 0 | 0 | 0